## Cover
Modelling outcome | Reporting basis | Unit | Tab
System costs
Total capital expenditure (transmission network, generation and storage) | Annual | $million | Annual system costs
Fuel supply costs | Annual | $million | Annual system costs
Fixed and variable operating and maintenance costs | Annual | $million | Annual system costs
Cost of unserved energy | Annual | $million | Annual system costs
Cost of ESS | Annual | $million | Annual system costs
Generation outcomes
Generation achieved | Annual, for each facility | GWh | Annual facility generation
Generation and storage capacity additions and closures by supply technology | Annual, for each transmission network zone | MW | Annual capacity by zone
Transmission network
Transmission network build | Annual | MW, project basis | Annual network build
Emissions
Annual emissions attributed to the WEM | Annual | Mt CO2-e | Annual WEM emissions

## Annual system costs
Annual system costs ($m real June 2020) | 2021 | 2022 | 2023 | 2024 | 2025 | 2026 | 2027 | 2028 | 2029 | 2030 | 2031 | 2032 | 2033 | 2034 | 2035 | 2036 | 2037 | 2038 | 2039 | 2040
Cast Away
Total capital expenditure (generation and network) | 4.8417 | 5.4525 | 11.0261 | 11.5592 | 17.7196 | 22.4332 | 24.9846 | 27.7616 | 28.9658 | 29.0958 | 30.1146 | 30.5869 | 31.3244 | 32.8377 | 34.0784 | 31.6677 | 48.6797 | 45.4556 | 45.5515 | 39.3911
Fuel supply costs | 746.699 | 722.8849 | 707.8339 | 685.0402 | 689.6679 | 682.2368 | 642.8726 | 620.128 | 621.0491 | 639.1249 | 620.1476 | 624.2799 | 664.4349 | 709.0737 | 734.1736 | 739.9003 | 591.3895 | 591.2364 | 607.492 | 579.6384
Fixed and variable operating and maintenance costs | 355.0417 | 356.2115 | 324.9937 | 326.219 | 216.5222 | 211.0686 | 214.2252 | 218.2249 | 217.9681 | 216.0855 | 215.717 | 215.4761 | 217.403 | 217.1372 | 212.915 | 214.1898 | 210.6637 | 211.869 | 211.2958 | 215.388
Cost of unserved energy | 0 | 0 | 0 | 0 | 0 | 0 | 0 | 0 | 0 | 0 | 0 | 0 | 0 | 0 | 0 | 0 | 0 | 0 | 0 | 0
Rehab costs | 0 | 0 | 0 | 0 | 54.5233 | 2.8385 | 0.0030073 | 0 | 0 | 0 | 0 | 0 | 0 | 0 | 0 | 0 | 0 | 0 | 0 | 0
Cost of ESS | 106.5216 | 108.6926 | 116.6476 | 132.6023 | 114.9231 | 121.3667 | 128.8271 | 107.5082 | 109.2792 | 112.2997 | 115.2302 | 123.3748 | 137.0628 | 146.263 | 151.7268 | 159.6691 | 111.8588 | 113.884 | 122.3376 | 121.2308
Groundhog Day
Total capital expenditure (generation and network) | 5.2174 | 6.1883 | 12.5861 | 14.3546 | 21.0374 | 29.166 | 29.1752 | 31.1128 | 36.4332 | 36.4332 | 52.0433 | 54.1268 | 61.2586 | 79.3195 | 89.8909 | 85.2554 | 110.6154 | 110.4485 | 110.3877 | 104.8091
Fuel supply costs | 756.7086 | 745.3299 | 744.8316 | 747.5227 | 749.2297 | 778.3528 | 798.2412 | 804.5171 | 807.6301 | 841.6304 | 800.1101 | 816.0905 | 860.1374 | 885.3429 | 905.7864 | 925.9582 | 790.5739 | 775.3812 | 816.8453 | 785.2062
Fixed and variable operating and maintenance costs | 354.0103 | 355.2306 | 325.8298 | 326.3566 | 287.1631 | 277.0339 | 276.1221 | 275.7341 | 276.9901 | 275.0438 | 277.704 | 277.659 | 282.7282 | 287.6571 | 281.3775 | 282.9977 | 254.4697 | 266.1443 | 269.1271 | 277.0933
Cost of unserved energy | 0 | 0 | 0 | 0 | 0 | 0 | 0 | 0 | 0 | 0 | 0 | 0 | 0 | 0 | 0 | 0 | 0 | 0 | 0 | 0
Rehab costs | 0 | 0 | 0 | 0 | 6.4302 | 5.7507 | 0 | 0 | 0 | 0 | 0 | 0 | 0 | 0 | 0 | 0 | 0 | 0 | 0 | 0
Cost of ESS | 124.3584 | 134.047 | 136.6738 | 154.3672 | 181.0228 | 120.9413 | 140.268 | 148.2915 | 150.548 | 168.3564 | 152.8676 | 163.7377 | 189.3712 | 193.1061 | 183.3309 | 194.0802 | 181.9668 | 187.8878 | 192.8645 | 204.7137
Techtopia
Total capital expenditure (generation and network) | 4.7143 | 4.8592 | 10.7877 | 65.5305 | 137.2947 | 259.3627 | 345.4261 | 421.9692 | 467.4766 | 473.3957 | 525.0588 | 540.7019 | 564.3343 | 609.6243 | 619.801 | 639.6072 | 712.4129 | 719.116 | 672.8215 | 609.2055
Fuel supply costs | 779.2272 | 804.4482 | 881.6555 | 920.4492 | 1003.2463 | 1006.0336 | 1106.9952 | 1049.6462 | 1025.6252 | 1111.7457 | 1050.3742 | 1069.4885 | 1133.1885 | 1179.3214 | 1276.0618 | 1332.5669 | 1092.3367 | 1069.9262 | 1197.5141 | 1074.7047
Fixed and variable operating and maintenance costs | 354.0294 | 354.1632 | 324.5697 | 345.0892 | 343.4583 | 382.2271 | 403.2902 | 432.3616 | 447.7052 | 452.4917 | 463.91 | 472.009 | 480.922 | 508.3349 | 503.874 | 515.4069 | 502.7515 | 520.2775 | 539.0348 | 566.2615
Cost of unserved energy | 0 | 0 | 0 | 0.061186 | 0.29643 | 0.29643 | 0.29643 | 0.29643 | 2.3248 | 2.3248 | 2.3248 | 2.3248 | 2.3248 | 2.3248 | 2.3248 | 2.3248 | 2.3248 | 2.3248 | 2.2637 | 2.0284
Rehab costs | 0 | 0 | 0 | 0 | 0 | 0 | 0 | 0 | 0 | 0 | 0 | 0 | 0 | 0 | 0 | 0 | 0 | 0 | 0 | 0
Cost of ESS | 128.8168 | 135.448 | 132.7355 | 100.3295 | 84.1225 | 65.9057 | 69.9143 | 65.5372 | 79.8402 | 70.9055 | 91.0226 | 94.97 | 103.0379 | 114.0985 | 121.182 | 131.3949 | 137.89 | 139.0354 | 150.3033 | 162.8846
Double Bubble
Total capital expenditure (generation and network) | 3.2821 | 7.2328 | 68.9569 | 167.3636 | 295.353 | 494.7333 | 636.8474 | 732.2403 | 787.3317 | 859.8003 | 963.8031 | 1011.8074 | 1042.5071 | 1121.0462 | 1181.9383 | 1224.1345 | 1396.7407 | 1335.0165 | 1306.5643 | 1198.9886
Fuel supply costs | 800.5459 | 855.4933 | 926.5854 | 982.6628 | 1088.8673 | 1120.1549 | 1371.3679 | 1319.7158 | 1299.0184 | 1422.4291 | 1284.0129 | 1346.7973 | 1399.732 | 1476.2369 | 1543.5512 | 1639.1899 | 1155.7408 | 1226.9605 | 1335.6055 | 1104.2135
Fixed and variable operating and maintenance costs | 353.0616 | 352.8722 | 339.1942 | 377.9111 | 394.1489 | 450.6366 | 485.241 | 526.9995 | 544.2538 | 570.2578 | 594.3706 | 612.1162 | 627.74 | 673.1819 | 701.1443 | 717.629 | 760.7002 | 753.066 | 843.7399 | 886.9846
Cost of unserved energy | 0 | 0 | 0 | 3.6184 | 3.975 | 3.975 | 14.3543 | 25.3171 | 25.5039 | 28.1894 | 97.4382 | 102.2076 | 122.4968 | 173.9865 | 174.7778 | 224.6344 | 224.6344 | 224.6344 | 249.5369 | 249.1802
Rehab costs | 0 | 0 | 0 | 0 | 0 | 0 | 0 | 0 | 0 | 0 | 0 | 0 | 0 | 0 | 0 | 0 | 0 | 0 | 0 | 0
Cost of ESS | 152.878 | 131.8308 | 85.4106 | 64.3649 | 58.5871 | 65.3561 | 77.2213 | 77.6673 | 78.9916 | 84.8664 | 80.068 | 79.8279 | 83.5537 | 137.9273 | 144.4915 | 151.9861 | 193.6661 | 190.5037 | 216.7152 | 293.6697

## Annual facility generation
Annual generation (GWh) | 2021 | 2022 | 2023 | 2024 | 2025 | 2026 | 2027 | 2028 | 2029 | 2030 | 2031 | 2032 | 2033 | 2034 | 2035 | 2036 | 2037 | 2038 | 2039 | 2040
Cast Away
ALBANY_WF1 | 48.55 | 48.86 | 53.53 | 49.98 | 65.37 | 68.56 | 56.76 | 58.98 | 48.99 | 47.45 | 47.84 | 52.99 | 49.43 | 64.17 | 68.82 | 59.24 | 61.67 | 50.72 | 49.74 | 50.74
ALCOA_WGP | 0.33 | 0.43 | 0.67 | 0 | 1.39 | 1.52 | 0.7 | 0.03 | 0 | 0.55 | 0 | 0.14 | 0.17 | 0 | 0.53 | 0.09 | 0 | 0.52 | 0 | 0
ALINTA_PNJ_U1 | 564.41 | 484.59 | 438.49 | 423.93 | 657.1 | 669.37 | 567.23 | 476.16 | 473.88 | 553.58 | 481.57 | 484.98 | 459.51 | 480.92 | 570.77 | 576.32 | 544.09 | 567.54 | 606.16 | 509.45
ALINTA_PNJ_U2 | 585.32 | 507.57 | 433.12 | 415.2 | 645.91 | 669.98 | 580.62 | 483.65 | 490.38 | 531.9 | 483.79 | 494.39 | 458.82 | 498.91 | 582.44 | 572.77 | 538.32 | 557.92 | 613.36 | 505.95
ALINTA_WGP_GT | 21.11 | 18.15 | 23.67 | 10.5 | 66.93 | 75.08 | 52.26 | 16.89 | 24.37 | 30.12 | 22.95 | 19.07 | 19.91 | 23.2 | 57.92 | 37.38 | 21.49 | 24.18 | 23.72 | 22.19
ALINTA_WGP_U2 | 29.91 | 20.56 | 24.33 | 10.65 | 74.73 | 90.97 | 57.66 | 20.09 | 27.53 | 37.79 | 25.4 | 24.4 | 24.74 | 25.04 | 62.31 | 41.56 | 21.92 | 24.42 | 24.71 | 23.03
ALINTA_WWF | 261.11 | 304.29 | 284.88 | 285.71 | 323 | 290.48 | 286.47 | 283.46 | 274.08 | 247.26 | 297.1 | 275.65 | 285.39 | 306.79 | 286.36 | 301.98 | 314.74 | 303.82 | 275.24 | 332.14
AMBRISOLAR_PV1 | 1.69 | 1.48 | 1.41 | 1.28 | 1.6 | 1.53 | 1.42 | 1.43 | 1.51 | 1.47 | 1.43 | 1.45 | 1.48 | 1.44 | 1.58 | 1.56 | 2.07 | 1.98 | 2.05 | 1.99
Badgingarra Solar Farm | 35.04 | 32.78 | 31.15 | 29.25 | 35.01 | 32.51 | 31.25 | 32.8 | 33.76 | 33.03 | 33.11 | 32.32 | 33.29 | 33.05 | 33.48 | 34.13 | 43.32 | 42.38 | 41.75 | 41.63
BADGINGARRA_WF1 | 437.82 | 510.39 | 487.68 | 470.27 | 508.43 | 473.77 | 447.73 | 443.3 | 463.47 | 418.51 | 507.94 | 485.27 | 482.8 | 486.1 | 468.37 | 475.63 | 492.56 | 509.04 | 465.5 | 561.24
BIOGAS01 | 13.63 | 11.85 | 11.53 | 11.16 | 12.5 | 12.53 | 11.61 | 10.36 | 11.74 | 12.16 | 10.51 | 11.15 | 11.66 | 11.36 | 11.4 | 12.35 | 13.8 | 13.71 | 13.9 | 13.31
BLAIRFOX_BEROSRD_WF1 | 26.47 | 29.61 | 27.61 | 25.6 | 30.73 | 27.67 | 25.11 | 24.3 | 25.99 | 23.55 | 28.1 | 26.8 | 27.09 | 27.45 | 26.93 | 28.13 | 32.32 | 33.06 | 31.14 | 37.09
BLAIRFOX_KARAKIN_WF1 | 9.46 | 10.89 | 10.76 | 9.65 | 13.1 | 12.32 | 10.05 | 9.23 | 9.39 | 8.26 | 10.39 | 10.35 | 10.11 | 11.44 | 11.95 | 11.51 | 12.51 | 12.07 | 11.14 | 14.08
BLAIRFOX_WESTHILLS_WF3 | 9.42 | 10.92 | 10.8 | 9.6 | 13.09 | 12.33 | 10.02 | 9.17 | 9.35 | 8.23 | 10.29 | 10.33 | 10.15 | 11.55 | 11.93 | 11.49 | 12.51 | 12.08 | 11.21 | 14.11
BREMER_BAY_WF1 | 1.3 | 1.09 | 1.19 | 1.12 | 1.44 | 1.42 | 1.14 | 1.17 | 1.09 | 1.19 | 1.04 | 1.15 | 1.13 | 1.36 | 1.43 | 1.29 | 1.42 | 1.29 | 1.43 | 1.32
BW1_BLUEWATERS_G2 | 1488.81 | 1445.5 | 1426.03 | 1292.65 | 1442.44 | 1439.79 | 1341.95 | 1301.19 | 1329.63 | 1272.94 | 1177.54 | 1340.64 | 1335.7 | 1178.95 | 694.83 | 897.67 | 1303.73 | 1292.19 | 1498.68 | 1258.42
BW2_BLUEWATERS_G1 | 1459.06 | 1409.8 | 1399.67 | 1364.01 | 1502.24 | 1435.02 | 1400.35 | 1335.83 | 1387.1 | 1446.47 | 1362.71 | 1393.13 | 1366.9 | 1271.32 | 1484.77 | 1468.05 | 1492.58 | 1466.28 | 1448.4 | 1520.61
CCGT EC | 0 | 0 | 0 | 0 | 0 | 0 | 0 | 0 | 0 | 0 | 0 | 0 | 0 | 0 | 0 | 0 | 0 | 0 | 0 | 0
CCGT EG | 0 | 0 | 0 | 0 | 0 | 0 | 0 | 0 | 0 | 0 | 0 | 0 | 0 | 0 | 0 | 0 | 0.02 | 0.02 | 0.03 | 0.02
CCGT ME | 0 | 0 | 0 | 0 | 0 | 0 | 0 | 0 | 0 | 0 | 0 | 0 | 0 | 0 | 0 | 0 | 0 | 0 | 0 | 0
CCGT MN | 0 | 0 | 0 | 0.01 | 0.01 | 0.01 | 0.01 | 0.01 | 0.01 | 0.01 | 0.01 | 0.01 | 0.01 | 0.01 | 0.01 | 0.02 | 0.02 | 0.02 | 0.03 | 0.03
CCGT MS | 0 | 0 | 0 | 0.01 | 0.01 | 0.01 | 0.01 | 0.01 | 0.01 | 0.01 | 0.01 | 0.01 | 0.01 | 0.01 | 0.01 | 0.02 | 0.02 | 0.02 | 0.03 | 0.03
CCGT MW | 0 | 0 | 0 | 0.01 | 0.01 | 0.01 | 0.01 | 0.01 | 0.01 | 0.01 | 0.01 | 0.01 | 0.01 | 0.01 | 0.01 | 0.02 | 0.02 | 0.02 | 0.03 | 0.03
CCGT NB | 0 | 0 | 0 | 0.01 | 0.01 | 0.01 | 0.01 | 0.01 | 0.01 | 0.01 | 0.01 | 0.01 | 0.01 | 0.01 | 0.01 | 0.02 | 0.02 | 0.02 | 0.03 | 0.03
CCGT NC | 0 | 0 | 0 | 0.01 | 0.01 | 0.01 | 0.01 | 0.01 | 0.01 | 0.01 | 0.01 | 0.01 | 0.01 | 0.01 | 0.01 | 0.01 | 0.02 | 0.02 | 0.02 | 0.02
CCGT SE | 0 | 0 | 0 | 0 | 0 | 0 | 0 | 0 | 0 | 0 | 0 | 0 | 0 | 0 | 0 | 0 | 0 | 0 | 0 | 0
CCGT SW | 0 | 0 | 0 | 0.01 | 0.01 | 0.01 | 0.01 | 0.01 | 0.01 | 0.01 | 0.01 | 0.01 | 0.01 | 0.01 | 0.01 | 0.02 | 0.02 | 0.02 | 0.03 | 0.03
COCKBURN_CCG1 | 791.77 | 769.7 | 785.76 | 763.26 | 868.77 | 844.05 | 869.16 | 828.64 | 778.71 | 830.99 | 832.18 | 809.17 | 790.47 | 824.59 | 821.17 | 844.9 | 833.22 | 802.2 | 834.3 | 817
COLLIE_G1 | 2114.85 | 1915.39 | 1909.99 | 1807.08 | 1379.91 | 1340.11 | 1286.99 | 1298.82 | 1125.18 | 1290.79 | 1267.1 | 1160.36 | 1235.37 | 1265.67 | 1373.02 | 1302.43 | 1327.41 | 1395.11 | 1256.07 | 1324.97
DCWL_DENMARK_WF1 | 4.4 | 3.73 | 4.06 | 3.75 | 4.49 | 4.45 | 3.68 | 3.85 | 3.73 | 4.08 | 3.64 | 3.99 | 3.78 | 4.22 | 4.5 | 4.12 | 4.65 | 4.33 | 4.84 | 4.42
DSM EC | 0 | 0 | 0 | 0 | 0 | 0 | 0 | 0 | 0 | 0 | 0 | 0 | 0 | 0 | 0 | 0 | 0 | 0 | 0 | 0
DSM ME | 0 | 0 | 0 | 0 | 0 | 0 | 0 | 0 | 0 | 0 | 0 | 0 | 0 | 0 | 0 | 0 | 0 | 0 | 0 | 0
DSM MN | 0 | 0 | 0 | 0 | 0 | 0 | 0 | 0 | 0 | 0 | 0 | 0 | 0 | 0 | 0 | 0 | 0 | 0 | 0 | 0
DSM MS | 0 | 0 | 0 | 0 | 0 | 0 | 0 | 0 | 0 | 0 | 0 | 0 | 0 | 0 | 0 | 0 | 0 | 0 | 0 | 0
DSM MT | 0 | 0 | 0 | 0 | 0 | 0 | 0 | 0 | 0 | 0 | 0 | 0 | 0 | 0 | 0 | 0 | 0 | 0 | 0 | 0
DSM MW | 0 | 0 | 0 | 0 | 0 | 0 | 0 | 0 | 0 | 0 | 0 | 0 | 0 | 0 | 0 | 0 | 0 | 0 | 0 | 0
DSM NB | 0 | 0 | 0 | 0 | 0 | 0 | 0 | 0 | 0 | 0 | 0 | 0 | 0 | 0 | 0 | 0 | 0 | 0 | 0 | 0
DSM NC | 0 | 0 | 0 | 0 | 0 | 0 | 0 | 0 | 0 | 0 | 0 | 0 | 0 | 0 | 0 | 0 | 0 | 0 | 0 | 0
DSM SE | 0 | 0 | 0 | 0 | 0 | 0 | 0 | 0 | 0 | 0 | 0 | 0 | 0 | 0 | 0 | 0 | 0 | 0 | 0 | 0
DSM SW | 0 | 0 | 0 | 0 | 0 | 0 | 0 | 0 | 0 | 0 | 0 | 0 | 0 | 0 | 0 | 0 | 0 | 0 | 0 | 0
East Rockingham Resource Recovery Facility | 0 | 0 | 0 | 217.17 | 228.54 | 199.47 | 213.33 | 213.17 | 223.75 | 199.06 | 229.54 | 226.56 | 229.93 | 207.6 | 232.01 | 229.77 | 251.58 | 249.84 | 245.21 | 255
EDWFMAN_WF1 | 180.35 | 218.47 | 210.14 | 196.6 | 239.92 | 217.57 | 198.61 | 187.7 | 191.65 | 165.87 | 209.19 | 201.53 | 200.82 | 218.98 | 211.59 | 214.92 | 228 | 226.64 | 200.55 | 252.59
Emu Downs Solar Farm | 43.95 | 41.16 | 39.07 | 36.08 | 45.25 | 41.5 | 40.36 | 41.38 | 42.9 | 41.54 | 41.87 | 40.53 | 40.89 | 43.09 | 43.1 | 43.27 | 52.77 | 52.22 | 51.7 | 51.79
Flexible gas EC | 0 | 0 | 0 | 0 | 0 | 0 | 0 | 0 | 0 | 0 | 0 | 0 | 0 | 0 | 0 | 0 | 0 | 0 | 0 | 0
Flexible gas EG | 0 | 0 | 0 | 0 | 0 | 0 | 0 | 0 | 0 | 0 | 0 | 0 | 0 | 0 | 0 | 0 | 0.23 | 0.22 | 0.24 | 0.21
Flexible gas ME | 0 | 0 | 0 | 0 | 0 | 0 | 0 | 0 | 0 | 0 | 0 | 0 | 0 | 0 | 0 | 0 | 0 | 0 | 0 | 0
Flexible gas MN | 0 | 0 | 0 | 0.01 | 0.01 | 0.01 | 0.01 | 0.01 | 0.01 | 0.02 | 0.02 | 0.02 | 0.02 | 0.01 | 0.01 | 0.02 | 8.45 | 8.19 | 10.63 | 9.34
Flexible gas MS | 0 | 0 | 0 | 0.01 | 0.01 | 0.01 | 0.01 | 0.01 | 0.01 | 0.02 | 0.02 | 0.02 | 0.02 | 0.01 | 0.01 | 0.02 | 8.39 | 8.13 | 10.55 | 9.27
Flexible gas MW | 0 | 0 | 0 | 0.01 | 0.01 | 0.01 | 0.01 | 0.01 | 0.01 | 0.02 | 0.02 | 0.02 | 0.02 | 0.01 | 0.01 | 0.02 | 0.3 | 0.3 | 0.31 | 0.27
Flexible gas NB | 0 | 0 | 0 | 0.01 | 0.01 | 0.01 | 0.01 | 0.01 | 0.01 | 0.02 | 0.02 | 0.02 | 0.02 | 0.01 | 0.01 | 0.02 | 7.36 | 7.15 | 10.4 | 9.14
Flexible gas NC | 0 | 0 | 0 | 0.01 | 0.01 | 0.01 | 0.01 | 0.01 | 0.01 | 0.02 | 0.01 | 0.01 | 0.01 | 0.01 | 0.01 | 0.01 | 0.12 | 0.16 | 0.22 | 0.19
Flexible gas SE | 0 | 0 | 0 | 0 | 0 | 0 | 0 | 0 | 0 | 0 | 0 | 0 | 0 | 0 | 0 | 0 | 0 | 0 | 0 | 0
Flexible gas SW | 0 | 0 | 0 | 0.01 | 0.01 | 0.01 | 0.01 | 0.01 | 0.01 | 0.02 | 0.01 | 0.01 | 0.01 | 0.01 | 0.01 | 0.01 | 0.11 | 0.12 | 0.12 | 0.11
GRASMERE_WF1 | 30.07 | 27.55 | 30.06 | 27.8 | 39.78 | 40.24 | 32.26 | 33.49 | 28.21 | 28.59 | 27.23 | 29.71 | 27.97 | 37.74 | 40.74 | 35.78 | 40.38 | 33.34 | 33.48 | 33.27
GREENOUGH_RIVER_PV1 | 16.08 | 15.25 | 14.27 | 12.92 | 14.77 | 14.41 | 13.76 | 14.04 | 14.69 | 14.84 | 14.87 | 14.59 | 14.23 | 14.3 | 15.2 | 15.51 | 19.63 | 19.16 | 19.82 | 19.74
GREENOUGH_RIVER_PV1_UPG_1 | 68.94 | 65.48 | 64.86 | 61.02 | 64.7 | 63.83 | 61.49 | 65.84 | 66.24 | 65.91 | 65.62 | 65.93 | 66.11 | 62.77 | 65.11 | 66.88 | 79.9 | 76.61 | 77.69 | 78.46
HENDERSON_RENEWABLE_IG1 | 23.38 | 21.53 | 20.76 | 19.77 | 22.37 | 21.82 | 20.12 | 19.98 | 20.47 | 20.83 | 20.03 | 19.94 | 20.16 | 19.99 | 21.23 | 21.68 | 23.22 | 23.21 | 24 | 23.68
INVESTEC_COLLGAR_WF1 | 622.74 | 636.76 | 660.91 | 642.24 | 592.83 | 587.53 | 517.05 | 569.8 | 631.42 | 597.36 | 623.06 | 650.5 | 644.15 | 567.54 | 583.17 | 549.13 | 628.05 | 684.93 | 651.25 | 688.71
KALAMUNDA_SG | 9.9 | 8.84 | 8.04 | 8.48 | 9.46 | 9.35 | 8.53 | 8.56 | 8.25 | 8.97 | 8.51 | 8.48 | 8.67 | 8.72 | 9.12 | 9.34 | 9.69 | 9.8 | 10.44 | 9.68
KALBARRI_WF1 | 3.66 | 4.17 | 3.59 | 3.77 | 3.59 | 3.23 | 3.18 | 3.7 | 3.68 | 3.42 | 4.06 | 3.62 | 4.05 | 3.39 | 3.31 | 3.66 | 4.41 | 4.42 | 4.28 | 5.18
KEMERTON_GT11 | 604.77 | 605.93 | 598.56 | 602.5 | 609.08 | 608.19 | 606.83 | 612.45 | 606.03 | 593.38 | 607.45 | 599.95 | 606.11 | 604.05 | 600.27 | 607.1 | 602.66 | 603.77 | 604.27 | 606.81
KEMERTON_GT12 | 608.87 | 609.82 | 610.01 | 607.57 | 608.39 | 599.44 | 597.14 | 608.68 | 604.83 | 607.05 | 600.81 | 597.61 | 604.57 | 609.15 | 604.04 | 609.64 | 603.31 | 608.01 | 601.79 | 603.38
KWINANA_GT2 | 232.79 | 188.17 | 240.57 | 236.23 | 227.68 | 244.8 | 259.87 | 243.53 | 254.55 | 255.67 | 255.01 | 238.69 | 236.31 | 232.02 | 230.29 | 238.66 | 221.64 | 228.47 | 233.04 | 218.28
KWINANA_GT3 | 231.26 | 241.23 | 236.89 | 238.53 | 240.16 | 262.99 | 261.65 | 240.83 | 245.37 | 254.92 | 248.32 | 244.59 | 252 | 231.99 | 229.65 | 239.61 | 232.7 | 233.49 | 225.23 | 230.81
MERSOLAR_PV1 | 222.2 | 199.44 | 206.46 | 199.25 | 224.17 | 213.34 | 208.05 | 211.47 | 216.78 | 211.04 | 203.29 | 208.7 | 218.26 | 213.85 | 216.61 | 223.93 | 257.71 | 254.03 | 249.51 | 239.94
MUJA_G5 | 1039.11 | 879.96 | 308.84 | 0 | 0 | 0 | 0 | 0 | 0 | 0 | 0 | 0 | 0 | 0 | 0 | 0 | 0 | 0 | 0 | 0
MUJA_G6 | 909.39 | 967.04 | 1049.95 | 872.59 | 249.26 | 0 | 0 | 0 | 0 | 0 | 0 | 0 | 0 | 0 | 0 | 0 | 0 | 0 | 0 | 0
MUJA_G7 | 1295.45 | 1319.53 | 1029.32 | 1165.48 | 262.42 | 74.96 | 72.01 | 63.18 | 75.37 | 69.04 | 68.36 | 71.39 | 71.02 | 64.71 | 67.45 | 57.07 | 0 | 0 | 0 | 0
MUJA_G8 | 1306.26 | 1257.91 | 1200.14 | 1212.84 | 263.98 | 215.01 | 197.83 | 208.72 | 224.51 | 206.73 | 210.69 | 216.63 | 201.84 | 197.44 | 200.7 | 206.06 | 0 | 0 | 0 | 0
MWF_MUMBIDA_WF1 | 134.98 | 157.98 | 141.55 | 138.97 | 170.15 | 147.75 | 146.19 | 142.99 | 139.05 | 125.16 | 148.98 | 136.61 | 143.07 | 153.54 | 145.47 | 155.87 | 171.25 | 163.96 | 150.39 | 182.9
NAMKKN_MERR_SG1 | 0 | 0 | 0 | 0 | 0 | 0 | 0 | 0 | 0 | 0 | 0 | 0 | 0 | 0 | 0 | 0 | 0 | 0 | 0 | 0
NEWGEN_KWINANA_CCG1 | 1099.93 | 1049.97 | 1028 | 990.94 | 1359.26 | 1349.12 | 1103.6 | 1140.22 | 1128.61 | 1195.87 | 1104.27 | 1112.7 | 1128.12 | 1160.28 | 1254.41 | 1255.88 | 1185.4 | 1131.98 | 1206.11 | 1126.15
NEWGEN_NEERABUP_GT1 | 8.87 | 2.26 | 4.66 | 0 | 5.38 | 8.24 | 3.06 | 0 | 0 | 3.18 | 0 | 1.99 | 0.26 | 0 | 3.23 | 0.25 | 0 | 3.12 | 0 | 0
NORTHAM_SF_PV1 | 17.15 | 15.83 | 15.05 | 13.88 | 17.26 | 15.46 | 15.16 | 15.33 | 16.05 | 15.49 | 15.71 | 15.37 | 16.19 | 15.88 | 16.06 | 16.4 | 22.44 | 21.71 | 21.57 | 21.65
PERTHENERGY_KWINANA_GT1 | 0.3 | 0 | 0 | 0 | 0 | 0 | 0 | 0 | 0 | 0 | 0 | 0 | 0 | 0 | 0 | 0 | 0 | 0 | 0 | 0
PHOENIX_KWINANA_WTE_G1 | 0 | 0 | 278.82 | 283.55 | 298.09 | 273.34 | 289.68 | 302.43 | 282.84 | 309.29 | 301.49 | 306.82 | 307.13 | 278.91 | 302.5 | 304.32 | 305.53 | 316.49 | 303.23 | 321.05
PINJAR_GT1 | 0.27 | 0 | 0.06 | 0 | 0 | 0 | 0 | 0 | 0 | 0.14 | 0 | 0 | 0 | 0 | 0 | 0 | 0 | 0 | 0 | 0
PINJAR_GT10 | 215.53 | 207.73 | 211.65 | 209.6 | 206.67 | 214.19 | 208.36 | 206.82 | 215.15 | 191.95 | 206.69 | 212.92 | 210.03 | 215.25 | 201.84 | 216.47 | 0 | 0 | 0 | 0
PINJAR_GT11 | 214.3 | 210.99 | 206.41 | 199.27 | 214.09 | 212.84 | 209.72 | 215 | 216.99 | 213.11 | 210 | 207.02 | 214.37 | 210.53 | 212.7 | 212.3 | 0 | 0 | 0 | 0
PINJAR_GT2 | 0.06 | 0 | 0.07 | 0 | 0 | 0 | 0 | 0 | 0 | 0 | 0 | 0 | 0 | 0 | 0 | 0 | 0 | 0 | 0 | 0
PINJAR_GT3 | 0.2 | 0 | 0 | 0 | 0 | 0 | 0 | 0 | 0 | 0 | 0 | 0 | 0 | 0 | 0 | 0 | 0 | 0 | 0 | 0
PINJAR_GT4 | 0.16 | 0 | 0.06 | 0 | 0.01 | 0 | 0 | 0 | 0 | 0 | 0 | 0 | 0 | 0 | 0 | 0 | 0 | 0 | 0 | 0
PINJAR_GT5 | 0.24 | 0 | 0.04 | 0 | 0 | 0 | 0 | 0 | 0 | 0 | 0 | 0 | 0 | 0 | 0 | 0 | 0 | 0 | 0 | 0
PINJAR_GT7 | 0.2 | 0 | 0.06 | 0 | 0 | 0 | 0 | 0 | 0 | 0 | 0 | 0 | 0 | 0 | 0 | 0 | 0 | 0 | 0 | 0
PINJAR_GT9 | 203.56 | 209.03 | 215.78 | 212.32 | 211.89 | 215.41 | 214.93 | 212.07 | 212.58 | 214.07 | 204.82 | 216.82 | 210.28 | 211.52 | 215.72 | 213.54 | 0 | 0 | 0 | 0
PPP_KCP_EG1 | 46.37 | 31.09 | 35.99 | 24.05 | 99.94 | 115.99 | 89.07 | 60.16 | 65 | 69.54 | 58.62 | 51.78 | 53.12 | 60.05 | 91.12 | 89.74 | 0 | 0 | 0 | 0
PRK_AG | 0 | 0 | 0 | 0 | 0 | 0 | 0 | 0 | 0 | 0 | 0 | 0 | 0 | 0 | 0 | 0 | 0 | 0 | 0 | 0
RED_HILL | 28.55 | 25.93 | 25.05 | 23.83 | 26.12 | 25.54 | 24.25 | 23.73 | 24.04 | 23.83 | 23.99 | 23.16 | 24.43 | 24.71 | 25.82 | 25.9 | 28.28 | 28.34 | 28.92 | 28.95
ROCKINGHAM | 26.06 | 24.97 | 24.64 | 21.97 | 26.06 | 25.02 | 20.83 | 21.78 | 22.29 | 23.82 | 23.4 | 20.32 | 22.37 | 22.16 | 24.65 | 26.01 | 23.25 | 24.42 | 27.52 | 27.1
Rooftop PV EC | 34.36 | 36.78 | 41.54 | 45.99 | 50.83 | 53.46 | 59.44 | 66.87 | 72 | 74.93 | 80.69 | 89.57 | 96.8 | 101.54 | 102.68 | 110.02 | 118.86 | 128.58 | 132.13 | 140.77
Rooftop PV EG | 16.28 | 18.83 | 23 | 27.42 | 29.69 | 34.37 | 39.81 | 41.38 | 43.9 | 44.67 | 48.1 | 53.3 | 57.67 | 55.38 | 58.26 | 61.8 | 67.01 | 69.32 | 69.21 | 73.02
Rooftop PV ME | 5.29 | 5.82 | 6.91 | 8.02 | 9.25 | 10.33 | 11.67 | 12.53 | 13.49 | 13.87 | 14.78 | 16.37 | 17.79 | 18.37 | 19.1 | 20.2 | 22.08 | 23.4 | 23.75 | 24.91
Rooftop PV MN | 219.17 | 238.41 | 257.97 | 285.68 | 316.16 | 323.68 | 363.95 | 396.63 | 421.53 | 445 | 487.27 | 522.56 | 565.85 | 605.18 | 599.03 | 650.02 | 681.38 | 727.74 | 758.88 | 822.72
Rooftop PV MS | 173.52 | 195.77 | 224.27 | 262.1 | 296.25 | 319.86 | 369.67 | 430.4 | 478.6 | 515.61 | 571.45 | 628.6 | 695.21 | 736.34 | 747.31 | 812.38 | 873.77 | 986.24 | 1043.12 | 1140.25
Rooftop PV MT | 927.21 | 1049.23 | 1196.47 | 1380.71 | 1572.45 | 1674.66 | 1948.45 | 2118.26 | 2269 | 2404.41 | 2630.89 | 2850.12 | 3077.31 | 3273.65 | 3247.16 | 3527.12 | 3759.54 | 4031.6 | 4203.39 | 4542.18
Rooftop PV MW | 19.92 | 21.49 | 24.02 | 25.95 | 28.12 | 29.75 | 33.06 | 37.03 | 39.58 | 41.65 | 45.44 | 50.11 | 53.17 | 54.78 | 56.07 | 60.35 | 65.13 | 68.48 | 70.72 | 75.72
Rooftop PV NB | 146.35 | 165.6 | 189.25 | 220.36 | 250.41 | 267.03 | 311.78 | 352.77 | 384.2 | 415.45 | 459.38 | 501.85 | 551.46 | 585.41 | 584.74 | 641.18 | 684.76 | 761.49 | 812.85 | 889.95
Rooftop PV NC | 41.21 | 47.03 | 53.78 | 60.22 | 67.13 | 75.14 | 85.92 | 93.29 | 99.77 | 106.06 | 117.87 | 127.95 | 135 | 139.39 | 145.84 | 156.45 | 166.6 | 176.09 | 183.42 | 200.32
Rooftop PV SE | 40.96 | 46.63 | 55.58 | 65.1 | 75.27 | 83.4 | 96.63 | 102.1 | 110.4 | 111.49 | 120.27 | 132.63 | 143.04 | 149.72 | 152.34 | 162.99 | 174.28 | 186.19 | 184.72 | 196.07
Rooftop PV SW | 275.45 | 306.78 | 353.29 | 406.3 | 462.69 | 497.32 | 568.75 | 641.02 | 704.34 | 750.06 | 816.16 | 898.16 | 975.24 | 1040.43 | 1046.93 | 1124.61 | 1209.69 | 1337 | 1400.02 | 1503.57
SKYFRM_MTBARKER_WF1 | 7.78 | 6.71 | 7.33 | 6.71 | 7.03 | 7.09 | 5.92 | 6.88 | 6.76 | 7.33 | 6.57 | 7.17 | 6.82 | 6.62 | 7.16 | 6.57 | 8.24 | 7.83 | 8.48 | 7.88
Solar PV EC | 0 | 0 | 52 | 52.69 | 69.81 | 69.14 | 69.51 | 71.65 | 71.27 | 68.23 | 68.26 | 70.73 | 75.08 | 74.41 | 110.6 | 111.36 | 255.45 | 252.37 | 267.74 | 269.54
Solar PV EG | 0 | 0 | 9 | 9.41 | 8.73 | 8.67 | 8.89 | 9.26 | 9.11 | 8.66 | 8.84 | 10.35 | 10.79 | 9.99 | 9.96 | 17.11 | 132.8 | 129.98 | 124.98 | 128.13
Solar PV ME | 0 | 0 | 0.1 | 0.1 | 0.11 | 0.1 | 0.1 | 0.1 | 0.1 | 0.1 | 0.1 | 0.1 | 0.1 | 0.11 | 0.1 | 0.1 | 0.14 | 0.14 | 0.13 | 0.13
Solar PV MS | 0 | 0 | 0.04 | 0.1 | 0.11 | 0.1 | 0.1 | 0.11 | 0.11 | 0.1 | 0.1 | 0.1 | 0.15 | 0.16 | 0.15 | 0.15 | 0.19 | 0.28 | 0.27 | 0.27
Solar PV MW | 0 | 0 | 13.71 | 22.73 | 24.59 | 23.41 | 23.92 | 25.15 | 24.5 | 23.57 | 24.04 | 24.19 | 24.55 | 24.49 | 23.38 | 23.96 | 174.49 | 169.88 | 165.31 | 168.5
Solar PV NB | 0 | 0 | 24.77 | 25.35 | 26.04 | 24.21 | 25.01 | 25.81 | 24.94 | 24.47 | 24.88 | 24.9 | 28.01 | 28.63 | 26.69 | 27.62 | 108.72 | 196.02 | 194.1 | 197.9
Solar PV NC | 0 | 0 | 1.25 | 1.25 | 1.19 | 1.19 | 1.21 | 1.25 | 1.22 | 7.5 | 7.75 | 7.88 | 7.85 | 7.53 | 7.5 | 7.61 | 7.39 | 22.61 | 67.93 | 69.54
Solar PV SE | 0 | 0 | 0.01 | 0.01 | 0.01 | 0.01 | 0.01 | 0.01 | 0.01 | 0.01 | 0.01 | 0.01 | 0.01 | 0.01 | 0.01 | 0.01 | 0.02 | 0.02 | 0.02 | 0.02
Solar PV SW | 0 | 0 | 0.04 | 0.04 | 0.05 | 0.04 | 0.04 | 0.04 | 0.05 | 0.04 | 0.04 | 0.05 | 0.07 | 0.07 | 0.07 | 0.07 | 0.07 | 0.16 | 0.16 | 0.16
SOUTH_CARDUP | 29.26 | 27.06 | 25.54 | 23.87 | 26.39 | 26.43 | 24.03 | 24.81 | 25.66 | 25.45 | 24.43 | 24.66 | 25.48 | 26.1 | 26.38 | 27.95 | 29.63 | 28.48 | 29.12 | 30.11
STHRNCRS_EG | 0 | 0 | 0 | 0 | 0 | 0 | 0 | 0 | 0 | 0 | 0 | 0 | 0 | 0 | 0 | 0 | 0 | 0 | 0 | 0
TAMALA_PARK | 36.28 | 33.34 | 32.19 | 30.57 | 34.36 | 34.35 | 31.48 | 31.04 | 31.78 | 32.26 | 31.47 | 30.93 | 31.41 | 30.74 | 33.07 | 33.9 | 36.5 | 35.6 | 37.76 | 37
TESLA_GERALDTON_G1 | 0 | 0 | 0 | 0 | 0 | 0 | 0 | 0 | 0 | 0 | 0 | 0 | 0 | 0 | 0 | 0 | 0 | 0 | 0 | 0
TESLA_KEMERTON_G1 | 0 | 0 | 0 | 0 | 0 | 0 | 0 | 0 | 0 | 0 | 0 | 0 | 0 | 0 | 0 | 0 | 0 | 0 | 0 | 0
TESLA_NORTHAM_G1 | 0 | 0 | 0 | 0 | 0 | 0 | 0 | 0 | 0 | 0 | 0 | 0 | 0 | 0 | 0 | 0 | 0 | 0 | 0 | 0
TESLA_PICTON_G1 | 0 | 0 | 0 | 0 | 0 | 0 | 0 | 0 | 0 | 0 | 0 | 0 | 0 | 0 | 0 | 0 | 0 | 0 | 0 | 0
TIWEST_COG1 | 0.01 | 0 | 0 | 0 | 0 | 0 | 0 | 0 | 0 | 0 | 0 | 0 | 0 | 0 | 0 | 0 | 0 | 0 | 0 | 0
WARRADARGE_WF1 | 603.25 | 726.68 | 693.97 | 679.89 | 724.81 | 664.96 | 649.03 | 636.36 | 663.61 | 587.28 | 726.55 | 696.96 | 698.35 | 707.13 | 661.89 | 684.77 | 684.87 | 709.42 | 632.71 | 785.48
Wind EC | 0 | 0 | 0.02 | 0.02 | 0.02 | 0.02 | 0.02 | 0.02 | 0.03 | 0.03 | 0.03 | 0.03 | 0.03 | 0.03 | 0.03 | 0.03 | 0.04 | 0.04 | 0.03 | 0.04
Wind EG | 0 | 0 | 24.75 | 24.48 | 23.65 | 105.28 | 99.73 | 106.07 | 102 | 90.93 | 102.38 | 107.86 | 118.29 | 112.99 | 111.53 | 110.85 | 158.4 | 152.56 | 140.39 | 153.81
Wind ME | 0 | 0 | 0.01 | 0.02 | 0.02 | 0.02 | 0.02 | 0.02 | 0.02 | 0.02 | 0.02 | 0.02 | 0.03 | 0.03 | 0.03 | 0.03 | 0.04 | 0.04 | 0.04 | 0.04
Wind MW | 0 | 0 | 18.72 | 26.83 | 47.7 | 44.06 | 43.17 | 43.01 | 63.94 | 57.96 | 69.35 | 66.71 | 65.63 | 64.85 | 58.62 | 58.23 | 51.76 | 52.98 | 50.27 | 59.93
Wind NC | 0 | 0 | 0.02 | 0.08 | 11.76 | 29.72 | 40.98 | 41.46 | 40.11 | 37.16 | 43.48 | 39.86 | 40.72 | 42.33 | 37.05 | 38.2 | 32.59 | 31.87 | 30.01 | 35.02
Wind SE | 0 | 0 | 0.16 | 0.15 | 169.94 | 169.65 | 150.49 | 156.03 | 135.5 | 131.65 | 127.27 | 140.2 | 131.01 | 228.87 | 248.52 | 220.12 | 224.15 | 191.96 | 199.13 | 183.53
Wind SW | 0 | 0 | 0.04 | 0.04 | 0.04 | 0.04 | 0.03 | 0.06 | 0.37 | 0.35 | 0.37 | 0.38 | 0.36 | 0.32 | 0.32 | 0.29 | 44.57 | 78.45 | 89.42 | 93.8
YANDIN_WF1 | 704.13 | 804.55 | 796.25 | 757.87 | 922.75 | 892.77 | 840.93 | 765.54 | 774.83 | 690.83 | 807.16 | 802.58 | 775.58 | 913.44 | 890.66 | 876.03 | 818.05 | 820.65 | 734.26 | 866.73
Groundhog Day
ALBANY_WF1 | 48.48 | 48.54 | 52.52 | 48.51 | 59.34 | 63.12 | 50.39 | 52.07 | 42.35 | 40.22 | 41.23 | 44.74 | 41.24 | 54 | 59.14 | 48.35 | 51.56 | 42.03 | 39.95 | 40.08
ALCOA_WGP | 0.5 | 0.67 | 1.06 | 0.4 | 0.72 | 1.7 | 3.76 | 1.53 | 1.8 | 4.3 | 1.39 | 2.59 | 2.3 | 0 | 1.97 | 2.22 | 4.58 | 8.65 | 14.83 | 13.76
ALINTA_PNJ_U1 | 584.14 | 543.31 | 500.08 | 538.6 | 608.96 | 673.4 | 696.47 | 713.55 | 713.02 | 780.19 | 692.71 | 722.32 | 701.38 | 658.05 | 697.74 | 691.06 | 732.77 | 693.27 | 724.78 | 680.01
ALINTA_PNJ_U2 | 613.9 | 565.41 | 495.2 | 531.07 | 607.6 | 674.91 | 710.1 | 724.25 | 712.93 | 769.29 | 694 | 713.05 | 675.05 | 669.99 | 702.14 | 704.38 | 731.63 | 690.05 | 730.6 | 683.29
ALINTA_WGP_GT | 27.51 | 26.93 | 40.26 | 35.09 | 59.74 | 105.18 | 143.02 | 120.3 | 127.16 | 162.1 | 105.7 | 117.83 | 108.78 | 88.86 | 141.98 | 141.54 | 272.73 | 264.22 | 334.5 | 273.05
ALINTA_WGP_U2 | 35.66 | 32.8 | 46.78 | 37.61 | 66.38 | 113.43 | 167.01 | 136.78 | 145.07 | 185.65 | 117.34 | 133.6 | 120.34 | 102 | 152.72 | 161.13 | 293.05 | 295.44 | 357.63 | 306.25
ALINTA_WWF | 262.48 | 310.67 | 287.84 | 285.96 | 311.13 | 284.52 | 286.18 | 279.83 | 266.61 | 237.2 | 282.89 | 261.72 | 263.68 | 286.1 | 264.38 | 266.23 | 270.19 | 256.87 | 228.08 | 273.13
AMBRISOLAR_PV1 | 1.72 | 1.48 | 1.41 | 1.29 | 1.25 | 1.36 | 1.28 | 1.21 | 1.18 | 1.09 | 1.04 | 1.05 | 0.95 | 0.88 | 0.97 | 0.89 | 1.02 | 0.93 | 0.88 | 0.75
Badgingarra Solar Farm | 35.27 | 32.12 | 30.41 | 27.17 | 26.44 | 26.84 | 24.41 | 22.97 | 22.32 | 20.38 | 20.73 | 19.21 | 17.9 | 18.36 | 19.37 | 17.78 | 21.13 | 19.61 | 17.73 | 15.92
BADGINGARRA_WF1 | 439.34 | 513.54 | 491.27 | 471.88 | 477.37 | 450.29 | 428.52 | 417.5 | 430.46 | 387.41 | 465.97 | 443 | 433.51 | 442.35 | 420.4 | 408.93 | 408.98 | 419 | 372.36 | 454.82
BIOGAS01 | 13.79 | 12.36 | 12.12 | 12.07 | 12 | 12.75 | 12.4 | 11.05 | 12.32 | 12.34 | 11.09 | 11.62 | 11.75 | 11.41 | 11.27 | 11.66 | 11.94 | 11.65 | 11.43 | 10.59
BLAIRFOX_BEROSRD_WF1 | 27.13 | 31.84 | 30.58 | 30.15 | 31.03 | 29.75 | 28.62 | 28.06 | 29.09 | 26.25 | 32.03 | 30.49 | 29.9 | 30.63 | 28.91 | 28.16 | 28.32 | 29.13 | 26.04 | 31.85
BLAIRFOX_KARAKIN_WF1 | 9.68 | 11.9 | 12.1 | 11.73 | 13.33 | 13.4 | 11.76 | 11.08 | 11.1 | 9.62 | 12.27 | 12.22 | 11.74 | 13.09 | 13.05 | 11.69 | 11.24 | 11.03 | 9.61 | 12.19
BLAIRFOX_WESTHILLS_WF3 | 9.71 | 11.95 | 12.13 | 11.73 | 13.34 | 13.41 | 11.72 | 11.08 | 11.07 | 9.64 | 12.28 | 12.22 | 11.76 | 13.13 | 13.04 | 11.7 | 11.28 | 11.04 | 9.59 | 12.21
BREMER_BAY_WF1 | 1.32 | 1.15 | 1.29 | 1.23 | 1.41 | 1.48 | 1.22 | 1.26 | 1.15 | 1.19 | 1.14 | 1.24 | 1.16 | 1.36 | 1.42 | 1.22 | 1.28 | 1.16 | 1.2 | 1.12
BW1_BLUEWATERS_G2 | 1505.73 | 1431.19 | 1502.68 | 1419.4 | 1491.15 | 1564.9 | 1553.9 | 1501.3 | 1518.3 | 1414.86 | 1363.61 | 1537.68 | 1487.33 | 1251.08 | 724.11 | 1060.48 | 1307.32 | 1327.21 | 1474.58 | 1293.57
BW2_BLUEWATERS_G1 | 1481.71 | 1448.72 | 1477.11 | 1494.77 | 1518.46 | 1526.19 | 1548.99 | 1462.32 | 1539 | 1536.83 | 1510.15 | 1542.82 | 1475.76 | 1389.38 | 1525.75 | 1496.43 | 1472.22 | 1398.08 | 1399.5 | 1423.93
CCGT EC | 0 | 0 | 0 | 0 | 0 | 0 | 0 | 0 | 0 | 0 | 0 | 0 | 0 | 0 | 0 | 0 | 0 | 0 | 0 | 0
CCGT EG | 0 | 0 | 0 | 0 | 0 | 0 | 0 | 0 | 0 | 0 | 0 | 0 | 0 | 0 | 0 | 0 | 0.03 | 0.03 | 0.03 | 0.03
CCGT ME | 0 | 0 | 0 | 0 | 0 | 0 | 0 | 0 | 0 | 0 | 0 | 0 | 0 | 0 | 0 | 0 | 0 | 0 | 0 | 0
CCGT MN | 0 | 0 | 0 | 0.01 | 0.02 | 0.02 | 0.02 | 0.02 | 0.02 | 0.02 | 0.02 | 0.02 | 0.02 | 0.02 | 0.02 | 0.03 | 0.03 | 0.03 | 0.04 | 0.04
CCGT MS | 0 | 0 | 0 | 0.01 | 0.02 | 0.02 | 0.02 | 0.02 | 0.02 | 0.02 | 0.02 | 0.02 | 0.02 | 0.02 | 0.02 | 0.03 | 0.03 | 0.03 | 0.04 | 0.04
CCGT MW | 0 | 0 | 0 | 0.01 | 0.02 | 0.02 | 0.02 | 0.02 | 0.02 | 0.02 | 0.02 | 0.02 | 0.02 | 0.02 | 0.02 | 0.03 | 0.03 | 0.03 | 0.04 | 0.04
CCGT NB | 0 | 0 | 0 | 0.01 | 0.02 | 0.02 | 0.02 | 0.02 | 0.02 | 0.02 | 0.02 | 0.02 | 0.02 | 0.02 | 0.02 | 0.03 | 0.03 | 0.03 | 0.04 | 0.04
CCGT NC | 0 | 0 | 0 | 0.01 | 0.01 | 0.02 | 0.02 | 0.02 | 0.02 | 0.02 | 0.02 | 0.02 | 0.02 | 0.02 | 0.02 | 0.02 | 0.03 | 0.03 | 0.03 | 0.03
CCGT SE | 0 | 0 | 0 | 0 | 0 | 0 | 0 | 0 | 0 | 0 | 0 | 0 | 0 | 0 | 0 | 0 | 0 | 0 | 0 | 0
CCGT SW | 0 | 0 | 0 | 0.01 | 0.02 | 0.02 | 0.02 | 0.02 | 0.02 | 0.02 | 0.02 | 0.02 | 0.02 | 0.02 | 0.02 | 0.03 | 0.03 | 0.03 | 0.04 | 0.04
COCKBURN_CCG1 | 798.08 | 797.84 | 801.78 | 800.72 | 863.76 | 913.83 | 1020.55 | 1012.88 | 962.17 | 1091.34 | 1011.91 | 992.28 | 995.81 | 960.15 | 1018.08 | 1089.64 | 1238.07 | 1203.31 | 1278.78 | 1238.41
COLLIE_G1 | 2158.13 | 2015.74 | 2054.41 | 2020.44 | 2088.78 | 2152.11 | 2185.96 | 2217.38 | 2018.21 | 2161.39 | 2183.07 | 1997.72 | 2122.66 | 2161.11 | 2194 | 2111.75 | 2071.32 | 2127.48 | 1898.71 | 2051.9
DCWL_DENMARK_WF1 | 4.47 | 3.9 | 4.3 | 4.08 | 4.34 | 4.59 | 3.84 | 3.98 | 3.8 | 4.05 | 3.84 | 4.15 | 3.86 | 4.19 | 4.45 | 3.81 | 4.05 | 3.78 | 4.04 | 3.78
DSM EC | 0 | 0 | 0 | 0 | 0 | 0 | 0 | 0 | 0 | 0 | 0 | 0 | 0 | 0 | 0 | 0 | 0 | 0 | 0 | 0
DSM ME | 0 | 0 | 0 | 0 | 0 | 0 | 0 | 0 | 0 | 0 | 0 | 0 | 0 | 0 | 0 | 0 | 0 | 0 | 0 | 0
DSM MN | 0 | 0 | 0 | 0 | 0 | 0 | 0 | 0 | 0 | 0 | 0 | 0 | 0 | 0 | 0 | 0 | 0 | 0 | 0 | 0
DSM MS | 0 | 0 | 0 | 0 | 0 | 0 | 0 | 0 | 0 | 0 | 0 | 0 | 0 | 0 | 0 | 0 | 0 | 0 | 0 | 0
DSM MT | 0 | 0 | 0 | 0 | 0 | 0 | 0 | 0 | 0 | 0 | 0 | 0 | 0 | 0 | 0 | 0 | 0 | 0 | 0 | 0
DSM MW | 0 | 0 | 0 | 0 | 0 | 0 | 0 | 0 | 0 | 0 | 0 | 0 | 0 | 0 | 0 | 0 | 0 | 0 | 0 | 0
DSM NB | 0 | 0 | 0 | 0 | 0 | 0 | 0 | 0 | 0 | 0 | 0 | 0 | 0 | 0 | 0 | 0 | 0 | 0 | 0 | 0
DSM NC | 0 | 0 | 0 | 0 | 0 | 0 | 0 | 0 | 0 | 0 | 0 | 0 | 0 | 0 | 0 | 0 | 0 | 0 | 0 | 0
DSM SE | 0 | 0 | 0 | 0 | 0 | 0 | 0 | 0 | 0 | 0.01 | 0 | 0 | 0 | 0 | 0 | 0 | 0 | 0 | 0 | 0
DSM SW | 0 | 0 | 0 | 0 | 0 | 0 | 0 | 0 | 0 | 0 | 0 | 0 | 0 | 0 | 0 | 0 | 0 | 0 | 0 | 0
East Rockingham Resource Recovery Facility | 0 | 0 | 0 | 219.25 | 212.15 | 190.33 | 205.16 | 199.85 | 204.3 | 180.29 | 210.43 | 204.95 | 201.5 | 184.71 | 206.16 | 196.82 | 204.59 | 201.31 | 194.39 | 198.03
EDWFMAN_WF1 | 181.23 | 224.82 | 220.03 | 211.77 | 228.19 | 214.88 | 203.81 | 192.97 | 193.18 | 168.1 | 211.72 | 204.11 | 199.34 | 216.89 | 204.64 | 195.38 | 192.52 | 190.63 | 163.65 | 209.09
Emu Downs Solar Farm | 44.16 | 40.57 | 37.21 | 33.29 | 34.39 | 33.8 | 30.76 | 27.83 | 26.62 | 24.46 | 25.31 | 23.27 | 20.83 | 23.66 | 23.95 | 21.76 | 25.09 | 23.51 | 21.54 | 18.82
Flexible gas EC | 0 | 0 | 0 | 0 | 0 | 0 | 0 | 0 | 0 | 0 | 0 | 0 | 0 | 0 | 0 | 0 | 0 | 0 | 0 | 0
Flexible gas EG | 0 | 0 | 0 | 0 | 0 | 0 | 0 | 0 | 0 | 0 | 0 | 0 | 0 | 0 | 0 | 0 | 0.04 | 0.04 | 0.04 | 0.04
Flexible gas ME | 0 | 0 | 0 | 0 | 0 | 0 | 0 | 0 | 0 | 0 | 0 | 0 | 0 | 0 | 0 | 0 | 0 | 0 | 0 | 0
Flexible gas MN | 0 | 0 | 0 | 0.01 | 0.02 | 0.02 | 0.02 | 0.02 | 0.02 | 0.02 | 0.02 | 0.02 | 0.02 | 0.02 | 0.02 | 0.02 | 0.04 | 0.04 | 0.05 | 0.04
Flexible gas MS | 0 | 0 | 0 | 0.01 | 0.02 | 0.02 | 0.02 | 0.02 | 0.02 | 0.02 | 0.02 | 0.02 | 0.02 | 0.02 | 0.02 | 0.02 | 0.04 | 0.04 | 0.05 | 0.04
Flexible gas MW | 0 | 0 | 0 | 0.01 | 0.02 | 0.02 | 0.02 | 0.02 | 0.02 | 0.02 | 0.02 | 0.02 | 0.02 | 0.02 | 0.02 | 0.02 | 0.04 | 0.04 | 0.05 | 0.04
Flexible gas NB | 0 | 0 | 0 | 0.01 | 0.02 | 0.02 | 0.02 | 0.02 | 0.02 | 0.02 | 0.02 | 0.02 | 0.02 | 0.02 | 0.02 | 0.02 | 0.04 | 0.04 | 0.05 | 0.04
Flexible gas NC | 0 | 0 | 0 | 0.01 | 0.02 | 0.02 | 0.02 | 0.02 | 0.02 | 0.02 | 0.02 | 0.02 | 0.02 | 0.02 | 0.02 | 0.02 | 0.04 | 0.04 | 0.05 | 0.04
Flexible gas SE | 0 | 0 | 0 | 0 | 0 | 0 | 0 | 0 | 0 | 0 | 0 | 0 | 0 | 0 | 0 | 0 | 0 | 0 | 0 | 0
Flexible gas SW | 0 | 0 | 0 | 0.01 | 0.02 | 0.02 | 0.02 | 0.02 | 0.02 | 0.02 | 0.02 | 0.02 | 0.02 | 0.02 | 0.02 | 0.02 | 0.04 | 0.04 | 0.04 | 0.04
GRASMERE_WF1 | 30.54 | 28.65 | 31.69 | 29.78 | 38.26 | 40.63 | 33.19 | 34.17 | 28.63 | 27.35 | 27.55 | 29.73 | 27.32 | 36.05 | 38.95 | 32.31 | 34.66 | 28.58 | 27.4 | 27.14
GREENOUGH_RIVER_PV1 | 16.49 | 15.06 | 13.6 | 11.38 | 10.32 | 11.33 | 10.23 | 9.03 | 8.39 | 7.97 | 8.8 | 8.11 | 7.02 | 7.07 | 8 | 7.18 | 8.53 | 7.62 | 7.26 | 6.67
GREENOUGH_RIVER_PV1_UPG_1 | 69.62 | 65.36 | 62.37 | 55.86 | 51.42 | 53 | 48.51 | 45.92 | 42.98 | 40.26 | 42.66 | 39.45 | 35.54 | 35.23 | 37.35 | 34.89 | 40.14 | 36.46 | 34.14 | 31.38
HENDERSON_RENEWABLE_IG1 | 23.68 | 22.5 | 22.21 | 21.72 | 21.57 | 22.22 | 21.57 | 21.22 | 20.88 | 20.81 | 20.91 | 20.89 | 20.24 | 20.03 | 20.62 | 20.45 | 20.13 | 19.75 | 19.7 | 18.85
INVESTEC_COLLGAR_WF1 | 626.66 | 643.49 | 669.92 | 654.99 | 567.51 | 566.64 | 508.14 | 548.37 | 597.57 | 563.99 | 594.6 | 611.41 | 605.76 | 533.23 | 536.25 | 493.78 | 544.2 | 589.86 | 552.31 | 587.58
KALAMUNDA_SG | 9.98 | 9.32 | 8.61 | 9.32 | 9.17 | 9.51 | 9.18 | 9.1 | 8.64 | 8.96 | 8.99 | 8.91 | 8.72 | 8.74 | 8.89 | 8.8 | 8.43 | 8.27 | 8.6 | 7.69
KALBARRI_WF1 | 3.73 | 4.54 | 4.13 | 4.52 | 4.11 | 3.93 | 4.18 | 4.63 | 4.49 | 4.07 | 5.08 | 4.56 | 4.92 | 4.26 | 3.84 | 4.01 | 4.55 | 4.42 | 4 | 4.94
KEMERTON_GT11 | 604.79 | 605.57 | 598.7 | 602.59 | 609.01 | 608.28 | 607.54 | 610.76 | 606.04 | 595.09 | 607.45 | 600.41 | 606.49 | 603.87 | 600.26 | 607.1 | 602.56 | 603.55 | 605.89 | 608.9
KEMERTON_GT12 | 608.89 | 609.44 | 610.15 | 608.02 | 608.31 | 602.66 | 597.76 | 606.68 | 604.83 | 608.41 | 600.79 | 598.38 | 604.62 | 608.97 | 604.02 | 609.64 | 604.62 | 609.35 | 602.53 | 605.05
KWINANA_GT2 | 232.72 | 190.54 | 240.2 | 223.99 | 225.95 | 231.4 | 244.8 | 224.85 | 236.71 | 242.02 | 234.36 | 221.07 | 216.46 | 217.22 | 220.7 | 225.49 | 237.28 | 246.86 | 270.69 | 253.48
KWINANA_GT3 | 235.34 | 238.67 | 236.04 | 229.52 | 227.52 | 235.06 | 246.5 | 223.43 | 230.06 | 240.17 | 227.73 | 225.04 | 230.18 | 217.95 | 221.58 | 227.02 | 248.41 | 251.24 | 263.05 | 267.27
MERSOLAR_PV1 | 221.15 | 198.2 | 195.77 | 176.61 | 174.28 | 171.08 | 158.81 | 142.28 | 138.58 | 125.97 | 123.88 | 118.9 | 111.64 | 112.57 | 120.14 | 112.64 | 125.71 | 116.81 | 105.7 | 92.66
MUJA_G5 | 1068.07 | 904.86 | 263.2 | 0 | 0 | 0 | 0 | 0 | 0 | 0 | 0 | 0 | 0 | 0 | 0 | 0 | 0 | 0 | 0 | 0
MUJA_G6 | 905.42 | 999.94 | 1132.57 | 960.56 | 187.55 | 0 | 0 | 0 | 0 | 0 | 0 | 0 | 0 | 0 | 0 | 0 | 0 | 0 | 0 | 0
MUJA_G7 | 1294.03 | 1369.16 | 1121.6 | 1305.17 | 964.63 | 628.47 | 607.5 | 537.37 | 630.02 | 586.59 | 592.33 | 618.05 | 619.27 | 575.38 | 593.28 | 508.38 | 0 | 0 | 0 | 0
MUJA_G8 | 1323.86 | 1308.85 | 1306.86 | 1350.73 | 1215.45 | 1299.03 | 1219.1 | 1314.97 | 1380.46 | 1264.04 | 1326.4 | 1381.86 | 1323.75 | 1302.28 | 1314.91 | 1344.92 | 0 | 0 | 0 | 0
MWF_MUMBIDA_WF1 | 137.57 | 164.88 | 153.06 | 153.34 | 170.67 | 155.52 | 159.17 | 156.9 | 149.63 | 132.82 | 159.17 | 146.66 | 148.05 | 162.02 | 149.05 | 151.27 | 154.09 | 145.84 | 129.3 | 155.1
NAMKKN_MERR_SG1 | 0 | 0 | 0 | 0 | 0 | 0 | 0 | 0 | 0 | 0 | 0 | 0 | 0 | 0 | 0 | 0 | 0 | 0 | 0 | 0
NEWGEN_KWINANA_CCG1 | 1120.84 | 1082.24 | 1130.1 | 1198.58 | 1342.18 | 1458.89 | 1407.34 | 1570.13 | 1531.16 | 1684.19 | 1544.49 | 1599.08 | 1589.27 | 1575.73 | 1661.03 | 1687.43 | 1760.98 | 1668.6 | 1818.13 | 1688.29
NEWGEN_NEERABUP_GT1 | 9.36 | 4.66 | 8.04 | 0.62 | 3.03 | 9.41 | 18.69 | 5.72 | 6.56 | 23.9 | 5.35 | 14.27 | 12.91 | 0 | 4 | 9.31 | 50.78 | 48.75 | 65.09 | 79.97
NORTHAM_SF_PV1 | 17.53 | 15.63 | 14.7 | 13.21 | 13.03 | 13.06 | 12.54 | 11.73 | 11.36 | 10.4 | 10.81 | 10.44 | 10.1 | 10.15 | 10.32 | 9.89 | 11.39 | 10.74 | 9.95 | 8.87
PERTHENERGY_KWINANA_GT1 | 0.35 | 0 | 0 | 0 | 0 | 0 | 0 | 0 | 0 | 0.07 | 0 | 0.19 | 0 | 0 | 0 | 0 | 0 | 0.8 | 0 | 0
PHOENIX_KWINANA_WTE_G1 | 0 | 0 | 279.8 | 276.25 | 275.86 | 255.9 | 266.25 | 267.18 | 245.69 | 265.65 | 258.38 | 262.49 | 257.22 | 233.09 | 255.93 | 249.64 | 246.49 | 252.25 | 240.09 | 247.85
PINJAR_GT1 | 0.19 | 0 | 0.08 | 0 | 0 | 0 | 0.37 | 1.05 | 3.75 | 7.46 | 0 | 0 | 0 | 0 | 0 | 0 | 0 | 0 | 0 | 0
PINJAR_GT10 | 215.53 | 207.73 | 211.65 | 209.6 | 205.76 | 214.17 | 208.36 | 206.82 | 215.15 | 191.95 | 206.79 | 213 | 210.53 | 215.56 | 201.85 | 216.21 | 0 | 0 | 0 | 0
PINJAR_GT11 | 214.3 | 210.99 | 206.41 | 199.27 | 214.09 | 212.84 | 209.72 | 215 | 217.04 | 213.11 | 210 | 206.59 | 214.35 | 210.05 | 212.7 | 212.3 | 0 | 0 | 0 | 0
PINJAR_GT2 | 0.08 | 0 | 0.08 | 0 | 0 | 0 | 0.21 | 0.43 | 2.56 | 3.66 | 0 | 0 | 0 | 0 | 0 | 0 | 0 | 0 | 0 | 0
PINJAR_GT3 | 0.22 | 0 | 0 | 0 | 0 | 0 | 0.05 | 0.02 | 0.5 | 2.49 | 0 | 0 | 0 | 0 | 0 | 0 | 0 | 0 | 0 | 0
PINJAR_GT4 | 0.2 | 0 | 0.08 | 0 | 0 | 0 | 0.04 | 0 | 0.12 | 2 | 0 | 0 | 0 | 0 | 0 | 0 | 0 | 0 | 0 | 0
PINJAR_GT5 | 0.27 | 0 | 0.05 | 0 | 0 | 0.04 | 0.02 | 0 | 0 | 0.78 | 0 | 0 | 0 | 0 | 0 | 0 | 0 | 0 | 0 | 0
PINJAR_GT7 | 0.28 | 0 | 0.05 | 0 | 0 | 0.04 | 0.02 | 0 | 0.1 | 0.25 | 0 | 0 | 0 | 0 | 0 | 0 | 0 | 0 | 0 | 0
PINJAR_GT9 | 204.19 | 209.76 | 215.78 | 212.38 | 212.15 | 215.41 | 214.93 | 212.07 | 212.58 | 214.07 | 204.83 | 216.8 | 210.2 | 211.52 | 215.72 | 213.54 | 0 | 0 | 0 | 0
PPP_KCP_EG1 | 50.71 | 40.65 | 59.04 | 63.52 | 84.68 | 139.55 | 156.51 | 159.28 | 160.45 | 207.68 | 163.46 | 166.2 | 168.68 | 164.02 | 182.63 | 198.59 | 0 | 0 | 0 | 0
PRK_AG | 0 | 0 | 0 | 0 | 0 | 0 | 0 | 0 | 0 | 0 | 0 | 0 | 0 | 0 | 0 | 0 | 0 | 0 | 0 | 0
RED_HILL | 28.82 | 27.04 | 26.67 | 26.16 | 25.16 | 25.88 | 26.11 | 25.09 | 24.76 | 23.34 | 25.24 | 24.12 | 24.33 | 24.61 | 25.03 | 24.3 | 24.33 | 23.9 | 23.72 | 22.97
ROCKINGHAM | 26.43 | 26.18 | 26.38 | 24.36 | 25.21 | 25.41 | 21.97 | 23 | 22.83 | 24.06 | 24.57 | 21.54 | 22.34 | 21.82 | 24.12 | 24.52 | 20.02 | 20.84 | 22.56 | 21.42
Rooftop PV EC | 35.67 | 39.2 | 44.99 | 49.06 | 54.31 | 58.21 | 63.55 | 64.22 | 67.15 | 67.5 | 72.64 | 76.86 | 79.79 | 92.55 | 96.13 | 100.5 | 110.5 | 120.87 | 123.18 | 130.42
Rooftop PV EG | 18.67 | 23.53 | 30.6 | 37.38 | 41.35 | 50 | 57.71 | 56.28 | 59.22 | 59.31 | 64.65 | 70.4 | 74.3 | 75.95 | 82.12 | 85.46 | 94.14 | 105.76 | 107.77 | 115.29
Rooftop PV ME | 5.38 | 5.97 | 7.04 | 7.92 | 8.84 | 10.04 | 10.96 | 10.94 | 11.48 | 11.45 | 12.37 | 13.23 | 13.99 | 14.96 | 16.01 | 16.47 | 18.16 | 20.21 | 20.41 | 21.59
Rooftop PV MN | 230.57 | 260.84 | 293.05 | 326.99 | 370.36 | 387.99 | 436.93 | 422.75 | 437.81 | 446.99 | 485.47 | 482.22 | 501.16 | 569.49 | 574.93 | 610.71 | 643.53 | 706.91 | 728.07 | 776.92
Rooftop PV MS | 177.79 | 203.59 | 235.59 | 269.41 | 302.82 | 326.75 | 369.19 | 377.98 | 406.61 | 419.96 | 457.86 | 464.58 | 492.55 | 549.59 | 568.47 | 602.58 | 651.35 | 745.76 | 773.88 | 825.09
Rooftop PV MT | 1009.42 | 1214.97 | 1467.5 | 1754.39 | 2051.65 | 2244.02 | 2641.95 | 2647.89 | 2794.61 | 2914 | 3172.2 | 3110.2 | 3188.06 | 3708.28 | 3680.37 | 3978.59 | 4244.71 | 4797.89 | 5004.96 | 5308.64
Rooftop PV MW | 20.61 | 22.77 | 25.79 | 27.42 | 29.66 | 32.11 | 34.98 | 35.9 | 37.56 | 38.59 | 42.36 | 44.8 | 46.2 | 49.5 | 52.25 | 54.54 | 59.96 | 66.09 | 68.3 | 73.47
Rooftop PV NB | 157.44 | 187.14 | 223.15 | 262.02 | 303.46 | 330.53 | 384.1 | 629.69 | 763.68 | 885.87 | 1047.48 | 1099.37 | 1219.78 | 1465.84 | 1540.98 | 1712.02 | 1886.19 | 2226 | 2360.3 | 2562.7
Rooftop PV NC | 43.55 | 51.58 | 60.62 | 67.49 | 76.1 | 87.18 | 98.95 | 114.37 | 126.34 | 137.31 | 158.92 | 169.69 | 176.67 | 198.09 | 212.34 | 225.72 | 244.14 | 286.21 | 307.3 | 349.56
Rooftop PV SE | 44.43 | 53.31 | 66.05 | 77.55 | 89.38 | 101.19 | 115.31 | 112.71 | 122.77 | 120.88 | 132.13 | 139.95 | 146.54 | 158.33 | 169.15 | 177.17 | 191.93 | 217.85 | 216.27 | 228.35
Rooftop PV SW | 289.55 | 333.8 | 396.91 | 456.75 | 526.2 | 573.98 | 650.27 | 697.56 | 766.03 | 805.15 | 878.28 | 906.46 | 946.12 | 1090.9 | 1123.97 | 1189.65 | 1294.01 | 1532.35 | 1618.75 | 1731.27
SKYFRM_MTBARKER_WF1 | 7.88 | 7.03 | 7.74 | 7.27 | 6.86 | 7.36 | 6.26 | 7.15 | 6.87 | 7.13 | 6.87 | 7.5 | 6.91 | 6.67 | 7.17 | 6.25 | 7.27 | 6.93 | 7.31 | 6.85
Solar PV EC | 0 | 0 | 21.92 | 22.21 | 21.93 | 21.18 | 20.91 | 20.64 | 19.75 | 18.23 | 17.02 | 16.07 | 15.28 | 15.11 | 14.85 | 14.57 | 14.33 | 13.76 | 12.68 | 12.13
Solar PV EG | 0 | 0 | 0.06 | 0.07 | 0.06 | 0.06 | 0.06 | 0.06 | 0.06 | 0.06 | 0.05 | 0.05 | 0.05 | 0.05 | 0.05 | 0.05 | 0.05 | 0.05 | 0.04 | 0.04
Solar PV ME | 0 | 0 | 0.07 | 0.07 | 0.07 | 0.06 | 0.06 | 0.06 | 0.06 | 0.06 | 0.06 | 0.06 | 0.05 | 0.06 | 0.05 | 0.05 | 0.05 | 0.05 | 0.05 | 0.05
Solar PV MS | 0 | 0 | 0.05 | 0.05 | 0.06 | 0.05 | 0.05 | 0.05 | 0.05 | 0.05 | 0.05 | 0.04 | 0.04 | 0.05 | 0.04 | 0.04 | 0.04 | 0.04 | 0.04 | 0.04
Solar PV MW | 0 | 0 | 0.23 | 0.24 | 0.24 | 0.22 | 0.23 | 0.23 | 0.22 | 0.21 | 0.21 | 0.2 | 0.19 | 0.19 | 0.18 | 0.18 | 0.19 | 0.18 | 0.17 | 0.17
Solar PV NB | 0 | 0 | 0.09 | 0.09 | 0.1 | 0.09 | 0.09 | 0.09 | 0.09 | 0.08 | 0.08 | 0.08 | 0.08 | 0.08 | 0.07 | 0.07 | 0.07 | 0.07 | 0.07 | 0.07
Solar PV NC | 0 | 0 | 16.34 | 16.4 | 15.63 | 15.47 | 15.36 | 15.29 | 14.32 | 13.46 | 13.09 | 12.04 | 11.33 | 11.01 | 10.88 | 10.75 | 10.66 | 10.06 | 9.42 | 9.22
Solar PV SE | 0 | 0 | 0.01 | 0.01 | 0.01 | 0.01 | 0.01 | 0.01 | 0.01 | 0.01 | 0.01 | 0.01 | 0.01 | 0.01 | 0.01 | 0.01 | 0.01 | 0.01 | 0.01 | 0.01
Solar PV SW | 0 | 0 | 0.04 | 0.04 | 0.04 | 0.03 | 0.04 | 0.03 | 0.03 | 0.03 | 0.03 | 0.03 | 0.03 | 0.03 | 0.03 | 0.03 | 0.03 | 0.03 | 0.03 | 0.03
SOUTH_CARDUP | 29.69 | 27.95 | 27.22 | 26.07 | 25.7 | 27.02 | 25.54 | 26.34 | 26.47 | 25.53 | 25.78 | 25.66 | 25.47 | 26.12 | 25.77 | 26.34 | 25.6 | 24.11 | 23.84 | 24.05
STHRNCRS_EG | 0 | 0 | 0 | 0 | 0 | 0 | 0 | 0 | 0 | 0 | 0 | 0 | 0 | 0 | 0 | 0 | 0 | 0 | 0 | 0
TAMALA_PARK | 36.75 | 34.6 | 34.42 | 33.6 | 33.06 | 34.87 | 33.77 | 32.88 | 32.72 | 32.31 | 32.9 | 32.35 | 31.52 | 31.01 | 32.2 | 31.84 | 31.52 | 30.32 | 30.93 | 29.49
TESLA_GERALDTON_G1 | 0 | 0 | 0 | 0 | 0 | 0 | 0 | 0 | 0 | 0 | 0 | 0 | 0 | 0 | 0 | 0 | 0 | 0 | 0 | 0
TESLA_KEMERTON_G1 | 0 | 0 | 0 | 0 | 0 | 0 | 0 | 0 | 0 | 0 | 0 | 0 | 0 | 0 | 0 | 0 | 0 | 0 | 0 | 0
TESLA_NORTHAM_G1 | 0 | 0 | 0 | 0 | 0 | 0 | 0 | 0 | 0 | 0 | 0 | 0 | 0 | 0 | 0 | 0 | 0 | 0 | 0 | 0
TESLA_PICTON_G1 | 0 | 0 | 0 | 0 | 0 | 0 | 0 | 0 | 0 | 0 | 0 | 0 | 0 | 0 | 0 | 0 | 0 | 0 | 0 | 0
TIWEST_COG1 | 0.05 | 0 | 0 | 0 | 0 | 0 | 0 | 0 | 0 | 0 | 0 | 0 | 0 | 0 | 0 | 0 | 0 | 0 | 0 | 0
WARRADARGE_WF1 | 605.1 | 729.54 | 691.84 | 671.08 | 680.88 | 627.65 | 617.27 | 587.74 | 603.44 | 532.98 | 658.6 | 618.83 | 612.73 | 634.26 | 592.22 | 587.22 | 575.42 | 589.43 | 515.09 | 644.15
Wind EC | 0 | 0 | 0.03 | 0.03 | 0.03 | 0.03 | 0.03 | 0.03 | 0.04 | 0.04 | 0.04 | 0.04 | 0.05 | 0.05 | 0.05 | 0.08 | 0.08 | 0.11 | 0.1 | 0.11
Wind EG | 0 | 0 | 51.82 | 51.04 | 49.46 | 71.49 | 67.44 | 89.92 | 107.23 | 94.48 | 117.62 | 151.29 | 333.89 | 319.89 | 472.39 | 447.21 | 614.15 | 588.34 | 522.28 | 580.97
Wind ME | 0 | 0 | 0.02 | 0.03 | 0.03 | 0.03 | 0.02 | 0.03 | 0.04 | 0.03 | 0.04 | 0.04 | 0.04 | 0.06 | 0.06 | 0.08 | 0.08 | 0.08 | 0.08 | 0.08
Wind MW | 0 | 0 | 5.87 | 5.79 | 5.81 | 5.39 | 5.27 | 5.19 | 5.28 | 4.76 | 5.64 | 5.29 | 5.08 | 5.12 | 4.76 | 4.69 | 4.51 | 4.6 | 4.09 | 290.89
Wind NC | 0 | 0 | 2.36 | 58.4 | 79.57 | 101.82 | 106.03 | 104.63 | 98.64 | 89.03 | 101.71 | 91.53 | 90.47 | 97.69 | 87.1 | 119.65 | 133.24 | 126.17 | 113.81 | 158.18
Wind SE | 0 | 0 | 26.83 | 25.36 | 252.54 | 259.42 | 228.99 | 235.84 | 200.86 | 193.27 | 181.55 | 193.75 | 173.29 | 304.72 | 325.46 | 294.31 | 325.77 | 275.9 | 271.09 | 250.95
Wind SW | 0 | 0 | 0.08 | 0.07 | 0.07 | 0.07 | 0.06 | 0.08 | 0.31 | 0.29 | 0.31 | 0.31 | 0.29 | 0.25 | 0.26 | 0.23 | 968.65 | 1480.21 | 1598.21 | 1678.05
YANDIN_WF1 | 705.08 | 802.59 | 786.75 | 741.57 | 864.41 | 839.31 | 787.2 | 697.99 | 698.38 | 615.43 | 714.26 | 694.92 | 663.3 | 797.43 | 778.93 | 744.02 | 682.81 | 677.44 | 590.77 | 693.5
Techtopia
ALBANY_WF1 | 48.96 | 50.29 | 55.48 | 52.48 | 68.54 | 72.12 | 60.85 | 62.52 | 51.29 | 49.88 | 51.22 | 56.08 | 52.45 | 68.49 | 71.82 | 60.73 | 62.17 | 51.18 | 49.88 | 50.94
ALCOA_WGP | 0.82 | 1.21 | 4.8 | 3.58 | 1.37 | 1.45 | 4.25 | 4.24 | 5.05 | 9.69 | 7.24 | 8.44 | 11.15 | 11.97 | 17.32 | 23.44 | 12.24 | 15.6 | 21.21 | 20.09
ALINTA_PNJ_U1 | 630.64 | 652.68 | 748.51 | 825.49 | 949.86 | 866.99 | 904.37 | 868.6 | 816.05 | 897.01 | 793.04 | 762.26 | 784.52 | 753.05 | 799.87 | 824.24 | 750.69 | 742.67 | 813.2 | 722.95
ALINTA_PNJ_U2 | 654.6 | 684.93 | 721.73 | 801.66 | 955.47 | 869.32 | 933.22 | 845.56 | 812.86 | 874.81 | 815.69 | 791.66 | 791.65 | 758.57 | 787.76 | 850.07 | 752.88 | 754.85 | 826.44 | 737.9
ALINTA_WGP_GT | 41.2 | 57.4 | 148.79 | 124.75 | 69.45 | 79.96 | 181.79 | 145.82 | 147.46 | 204.87 | 191.01 | 205.65 | 212.92 | 217.91 | 308.23 | 337.48 | 282.41 | 245.67 | 288.49 | 233.92
ALINTA_WGP_U2 | 55.01 | 65.47 | 168.19 | 139.75 | 75.58 | 90.02 | 199.7 | 163.77 | 162.9 | 233.04 | 208.65 | 236.42 | 227.67 | 233.94 | 338.93 | 374.3 | 305.67 | 269.58 | 310.83 | 252.34
ALINTA_WWF | 265.75 | 327.89 | 315.96 | 328.81 | 353.11 | 323.84 | 334.49 | 329.41 | 317.98 | 285.43 | 345.16 | 322.79 | 330.11 | 351.86 | 321.83 | 333.01 | 326.56 | 316.06 | 282.71 | 345.12
AMBRISOLAR_PV1 | 1.83 | 1.87 | 2.18 | 2.38 | 2.45 | 2.39 | 2.38 | 2.53 | 2.41 | 2.4 | 2.28 | 2.4 | 2.37 | 2.24 | 2.26 | 1.97 | 2.17 | 2.06 | 2 | 1.91
Badgingarra Solar Farm | 37.26 | 38.36 | 41.73 | 44.75 | 46 | 44.18 | 45.01 | 47.42 | 46.35 | 44.63 | 43.86 | 44.1 | 44.93 | 43.12 | 41.04 | 42.95 | 45.35 | 42.77 | 40.95 | 39.99
BADGINGARRA_WF1 | 448.6 | 541.78 | 536.22 | 536 | 547.23 | 515.86 | 510.29 | 505.4 | 519.97 | 471.12 | 565.36 | 547.1 | 537.32 | 547.29 | 515.54 | 510.87 | 503.31 | 519.45 | 469.77 | 566.36
BIOGAS01 | 14.11 | 13.83 | 14.4 | 14.85 | 15.23 | 14.73 | 14.75 | 12.94 | 14.34 | 14.68 | 13.02 | 13.45 | 13.83 | 12.56 | 12.41 | 12.5 | 12.02 | 11.83 | 12.22 | 10.36
BLAIRFOX_BEROSRD_WF1 | 28.21 | 35.29 | 36.41 | 37.32 | 38.48 | 36.19 | 35.49 | 35.64 | 36.37 | 33.39 | 39.07 | 37.81 | 37.04 | 36.27 | 33.96 | 34.32 | 34.03 | 34.45 | 30.92 | 37.23
BLAIRFOX_KARAKIN_WF1 | 10.11 | 13.51 | 14.79 | 14.87 | 16.9 | 16.6 | 14.88 | 14.25 | 13.73 | 12.32 | 15.21 | 15.36 | 14.72 | 15.64 | 15.35 | 14.32 | 13.53 | 13.02 | 11.2 | 14.36
BLAIRFOX_WESTHILLS_WF3 | 10.15 | 13.49 | 14.76 | 14.87 | 16.91 | 16.59 | 14.92 | 14.26 | 13.74 | 12.33 | 15.18 | 15.35 | 14.7 | 15.58 | 15.26 | 14.28 | 13.53 | 12.98 | 11.21 | 14.35
BREMER_BAY_WF1 | 1.35 | 1.28 | 1.52 | 1.51 | 1.78 | 1.83 | 1.58 | 1.64 | 1.46 | 1.54 | 1.49 | 1.64 | 1.55 | 1.76 | 1.82 | 1.53 | 1.59 | 1.44 | 1.48 | 1.37
BW1_BLUEWATERS_G2 | 1547.32 | 1563.97 | 1719.24 | 1671.73 | 1788.81 | 1713.38 | 1746.11 | 1679.68 | 1656.8 | 1564.52 | 1467.68 | 1666.91 | 1607.53 | 1292.74 | 767.01 | 1011.19 | 1316.71 | 1253.83 | 1512.27 | 1270.42
BW2_BLUEWATERS_G1 | 1513.57 | 1588.2 | 1694.66 | 1745.21 | 1805.44 | 1682.99 | 1753.99 | 1615.66 | 1665.5 | 1694.92 | 1628.5 | 1650.33 | 1596.7 | 1434.18 | 1594.88 | 1570.71 | 1470.86 | 1392.22 | 1445.13 | 1415.42
CCGT EC | 0 | 0 | 0 | 0 | 0 | 0 | 0 | 0 | 0 | 0 | 0 | 0 | 0 | 0 | 0 | 0 | 0 | 0 | 0 | 0
CCGT EG | 0 | 0 | 0 | 0 | 0 | 0 | 0 | 0 | 0 | 0 | 0 | 0 | 0 | 0 | 0 | 0 | 0.1 | 0.1 | 0.11 | 0.1
CCGT ME | 0 | 0 | 0 | 0 | 0 | 0 | 0 | 0 | 0 | 0 | 0 | 0 | 0 | 0 | 0 | 0 | 0 | 0 | 0 | 0
CCGT MN | 0 | 0 | 0 | 0.05 | 0.09 | 0.09 | 0.1 | 0.09 | 0.09 | 0.09 | 0.09 | 0.09 | 0.09 | 0.09 | 0.09 | 0.1 | 0.09 | 0.09 | 0.1 | 0.1
CCGT MS | 0 | 0 | 0 | 0.05 | 0.09 | 0.09 | 0.1 | 0.09 | 0.09 | 0.09 | 0.09 | 0.09 | 0.09 | 0.09 | 0.09 | 0.1 | 0.09 | 0.09 | 0.1 | 0.1
CCGT MW | 0 | 0 | 0 | 0.05 | 0.08 | 0.08 | 0.08 | 0.08 | 0.08 | 0.08 | 0.08 | 0.08 | 0.08 | 0.08 | 0.08 | 0.08 | 0.09 | 0.09 | 0.09 | 0.09
CCGT NB | 0 | 0 | 0 | 0.05 | 0.09 | 0.09 | 0.09 | 0.09 | 0.09 | 0.09 | 0.09 | 0.09 | 0.09 | 0.09 | 0.09 | 0.09 | 0.09 | 0.09 | 0.1 | 0.1
CCGT NC | 0 | 0 | 0 | 0.05 | 0.06 | 0.07 | 0.07 | 0.07 | 0.07 | 0.07 | 0.07 | 0.07 | 0.07 | 0.07 | 0.07 | 0.07 | 0.07 | 0.07 | 0.08 | 0.08
CCGT SE | 0 | 0 | 0 | 0 | 0 | 0 | 0 | 0 | 0 | 0 | 0 | 0 | 0 | 0 | 0 | 0 | 0 | 0 | 0 | 0
CCGT SW | 0 | 0 | 0 | 0.05 | 0.08 | 0.08 | 0.09 | 0.08 | 0.08 | 0.09 | 0.08 | 0.08 | 0.08 | 0.08 | 0.09 | 0.09 | 0.09 | 0.09 | 0.1 | 0.09
COCKBURN_CCG1 | 805.42 | 807.33 | 909.35 | 1010.26 | 1198.37 | 1287.69 | 1455.11 | 1369.05 | 1268.5 | 1468.94 | 1346.99 | 1325.2 | 1306.93 | 1294.38 | 1338.28 | 1415.05 | 1424.2 | 1375.66 | 1480.3 | 1361.72
COLLIE_G1 | 2218.59 | 2204.65 | 2399.68 | 2414.1 | 2569.95 | 2400.73 | 2489.94 | 2438.2 | 2078.28 | 2314.97 | 2307.76 | 2119.31 | 2236.87 | 2228.24 | 2333.13 | 2242.91 | 2098.79 | 2138.33 | 2019.99 | 2056.34
DCWL_DENMARK_WF1 | 4.57 | 4.31 | 4.97 | 4.92 | 5.45 | 5.61 | 4.92 | 5.17 | 4.83 | 5.12 | 4.85 | 5.31 | 5.02 | 5.41 | 5.56 | 4.76 | 5.04 | 4.75 | 4.98 | 4.54
DSM EC | 0 | 0 | 0 | 0 | 0 | 0 | 0 | 0 | 0 | 0 | 0 | 0.01 | 0 | 0 | 0 | 0.01 | 0.05 | 0.06 | 0.07 | 0.19
DSM ME | 0 | 0 | 0 | 0 | 0 | 0 | 0 | 0 | 0 | 0 | 0 | 0.01 | 0 | 0 | 0 | 0 | 0.03 | 0.04 | 0.05 | 0.1
DSM MN | 0 | 0 | 0 | 0 | 0 | 0 | 0 | 0 | 0 | 0 | 0 | 0.05 | 0 | 0 | 0 | 0.01 | 0.2 | 0.23 | 0.28 | 0.81
DSM MS | 0 | 0 | 0 | 0 | 0 | 0 | 0 | 0 | 0 | 0 | 0 | 0.08 | 0 | 0 | 0.01 | 0.01 | 0.26 | 0.32 | 0.38 | 1.42
DSM MT | 0 | 0 | 0 | 0 | 0 | 0 | 0 | 0 | 0 | 0 | 0 | 0.3 | 0 | 0 | 0.02 | 0.02 | 1.31 | 1.38 | 1.82 | 5
DSM MW | 0 | 0 | 0 | 0 | 0 | 0 | 0 | 0 | 0 | 0 | 0 | 0.01 | 0 | 0 | 0 | 0.01 | 0.05 | 0.06 | 0.07 | 0.15
DSM NB | 0 | 0 | 0 | 0 | 0 | 0 | 0 | 0 | 0 | 0 | 0 | 0.06 | 0 | 0 | 0 | 0.01 | 0.29 | 0.33 | 0.43 | 1.59
DSM NC | 0 | 0 | 0 | 0 | 0 | 0 | 0 | 0 | 0 | 0 | 0 | 0.02 | 0 | 0 | 0 | 0.01 | 0.1 | 0.12 | 0.15 | 0.39
DSM SE | 0 | 0 | 0 | 0.01 | 0.06 | 0.04 | 0.24 | 0.54 | 0 | 0.23 | 0.49 | 0.22 | 0.2 | 0.12 | 0 | 0.32 | 0.41 | 0.39 | 0.33 | 1.12
DSM SW | 0 | 0 | 0 | 0 | 0 | 0 | 0 | 0 | 0 | 0 | 0 | 0.15 | 0 | 0 | 0.01 | 0.01 | 0.48 | 0.57 | 0.65 | 2.01
East Rockingham Resource Recovery Facility | 0 | 0 | 0 | 254.91 | 251.77 | 221.44 | 245.8 | 248.86 | 255.32 | 228.57 | 263.97 | 261.2 | 262.46 | 237.21 | 256.35 | 248.3 | 255.71 | 254.49 | 246.28 | 256.28
EDWFMAN_WF1 | 187.46 | 240.21 | 247.31 | 246.19 | 268.45 | 253.33 | 246.33 | 237.86 | 237.66 | 207.34 | 260.11 | 256.35 | 248.65 | 268.96 | 252.68 | 245.71 | 236.16 | 236.22 | 205.52 | 259.31
Emu Downs Solar Farm | 46.25 | 47.82 | 51.4 | 53.61 | 57.85 | 55.01 | 56.04 | 57.25 | 56.79 | 54.8 | 54.2 | 54.55 | 54.18 | 55.68 | 51.74 | 53.04 | 54.97 | 53.79 | 51.27 | 49.89
Flexible gas EC | 0 | 0 | 0 | 0 | 0 | 0 | 0 | 0 | 0 | 0 | 0 | 0 | 0 | 0 | 0 | 0 | 0 | 0 | 0 | 0
Flexible gas EG | 0 | 0 | 0 | 0 | 0 | 0 | 0 | 0 | 0 | 0 | 0 | 0 | 0 | 0 | 0 | 0 | 175.38 | 168.52 | 186.44 | 149.87
Flexible gas ME | 0 | 0 | 0 | 0 | 0 | 0 | 0 | 0 | 0 | 0 | 0 | 0 | 0 | 0 | 0 | 0 | 0 | 0 | 0 | 0
Flexible gas MN | 0 | 0 | 0 | 60.65 | 529.79 | 727.48 | 1112.3 | 929.41 | 895.44 | 1139.37 | 970.17 | 1017.67 | 968.27 | 963.18 | 1220.16 | 1315.15 | 1207.86 | 1097.12 | 1606.14 | 1286.03
Flexible gas MS | 0 | 0 | 0 | 59.82 | 200.21 | 236.15 | 360.12 | 300.22 | 290.36 | 369.11 | 316.99 | 334 | 320.42 | 315.19 | 402.18 | 432.08 | 668.37 | 774.45 | 973.71 | 780.07
Flexible gas MW | 0 | 0 | 0 | 0.37 | 0.56 | 0.66 | 0.94 | 0.8 | 0.76 | 0.97 | 0.83 | 0.86 | 0.83 | 0.82 | 1.03 | 1.08 | 1 | 0.93 | 0.94 | 0.75
Flexible gas NB | 0 | 0 | 0 | 61.77 | 141.23 | 166.9 | 248.94 | 210.6 | 203.22 | 259.32 | 221.37 | 233.2 | 224.9 | 219.6 | 281.04 | 303.39 | 666.97 | 708.72 | 744.37 | 595.1
Flexible gas NC | 0 | 0 | 0 | 2.3 | 11.48 | 13.88 | 20.36 | 17.39 | 16.86 | 21.61 | 18.77 | 19.51 | 19.03 | 18.05 | 22.78 | 24.03 | 30.83 | 29.45 | 28.92 | 24.04
Flexible gas SE | 0 | 0 | 0 | 0 | 0 | 0 | 0 | 0 | 0 | 0 | 0 | 0 | 0 | 0 | 0 | 0 | 0 | 0 | 0 | 0
Flexible gas SW | 0 | 0 | 0 | 0.07 | 0.14 | 0.2 | 0.27 | 0.23 | 0.22 | 0.27 | 0.24 | 0.25 | 0.24 | 0.24 | 0.3 | 0.31 | 0.4 | 0.39 | 0.44 | 0.37
GRASMERE_WF1 | 31.17 | 30.98 | 36.37 | 35.3 | 46.19 | 48.66 | 41.4 | 42.71 | 35.28 | 34.38 | 34.97 | 38.36 | 35.84 | 46.41 | 48.5 | 40.96 | 42.37 | 35.07 | 34.17 | 33.64
GREENOUGH_RIVER_PV1 | 17.12 | 18.27 | 20.06 | 21.68 | 21.74 | 22.09 | 22.03 | 23.25 | 22 | 22.41 | 21.81 | 21.83 | 22 | 19.55 | 19.16 | 19.49 | 20.53 | 19.15 | 18.39 | 19.49
GREENOUGH_RIVER_PV1_UPG_1 | 72.07 | 73.69 | 80.4 | 84.95 | 83.66 | 83.48 | 84.62 | 88.06 | 85.57 | 84.2 | 84.62 | 86.36 | 86.42 | 80 | 78.89 | 81.1 | 84.81 | 80.86 | 77.9 | 81.35
HENDERSON_RENEWABLE_IG1 | 24.44 | 25.01 | 26.28 | 26.85 | 27 | 25.65 | 25.53 | 24.93 | 24.47 | 24.81 | 24.34 | 24.38 | 23.74 | 22.24 | 22.8 | 22.1 | 20.39 | 20.06 | 21.04 | 18.67
INVESTEC_COLLGAR_WF1 | 635.82 | 676.17 | 714.75 | 709.93 | 632.59 | 636.78 | 586.36 | 643.6 | 697.92 | 658.81 | 695.23 | 725.81 | 710.63 | 632.34 | 634.64 | 585.29 | 640.29 | 696.11 | 656.36 | 694.55
KALAMUNDA_SG | 10.28 | 10.38 | 10.25 | 11.59 | 11.53 | 10.99 | 10.87 | 10.67 | 10.02 | 10.65 | 10.41 | 10.39 | 10.23 | 9.63 | 9.82 | 9.54 | 8.52 | 8.45 | 9.18 | 7.65
KALBARRI_WF1 | 3.79 | 5.03 | 4.93 | 5.86 | 5.39 | 4.96 | 5.17 | 5.71 | 5.37 | 5.01 | 6.05 | 5.4 | 5.91 | 4.99 | 4.5 | 4.75 | 5.3 | 4.99 | 4.49 | 5.73
KEMERTON_GT11 | 605.26 | 605.37 | 600.82 | 603.18 | 609.14 | 608.43 | 608.67 | 610.17 | 606.61 | 597.63 | 610.57 | 607.47 | 611.07 | 614.41 | 623.3 | 634.11 | 621.52 | 618.15 | 635.25 | 631.69
KEMERTON_GT12 | 608.73 | 609.34 | 612.28 | 608.6 | 608.45 | 599.55 | 598.36 | 606.65 | 605.41 | 611.29 | 603.7 | 606.49 | 606.46 | 619.84 | 627.56 | 637.07 | 626.85 | 624.37 | 630.42 | 627.86
KWINANA_GT2 | 235.79 | 194.33 | 243.73 | 219.64 | 214.49 | 218.51 | 241.71 | 233.35 | 236.97 | 250.53 | 257.74 | 246.89 | 247.53 | 263.54 | 280.93 | 304.28 | 273.05 | 267.39 | 282.62 | 262.25
KWINANA_GT3 | 232.64 | 232.93 | 246.6 | 226.28 | 218.76 | 221.09 | 244.44 | 231.18 | 230.15 | 247.29 | 251.33 | 250.99 | 264.68 | 265.84 | 280.43 | 305.74 | 289.56 | 274.16 | 279.55 | 278.22
MERSOLAR_PV1 | 230.69 | 223.9 | 253 | 263.56 | 262.86 | 260.98 | 263.13 | 271.39 | 267.36 | 256.65 | 248.77 | 262.77 | 265.75 | 263.15 | 260.96 | 261.16 | 269.56 | 265.48 | 254.99 | 247.01
MUJA_G5 | 1070.57 | 977.1 | 369.74 | 0 | 0 | 0 | 0 | 0 | 0 | 0 | 0 | 0 | 0 | 0 | 0 | 0 | 0 | 0 | 0 | 0
MUJA_G6 | 940.41 | 1080.24 | 1307.14 | 1151.55 | 297.95 | 0 | 0 | 0 | 0 | 0 | 0 | 0 | 0 | 0 | 0 | 0 | 0 | 0 | 0 | 0
MUJA_G7 | 1350.21 | 1485.52 | 1295.74 | 1520.29 | 1607.75 | 1571.96 | 1572.74 | 1338.17 | 1498.51 | 1435.78 | 1406.59 | 1448.88 | 1495.28 | 1388.62 | 1456.44 | 1225.81 | 0 | 0 | 0 | 0
MUJA_G8 | 1369.28 | 1422.47 | 1499.43 | 1596.49 | 1615.03 | 1557.6 | 1497.32 | 1517.14 | 1549.25 | 1468.79 | 1494.43 | 1540.02 | 1427.78 | 1424.09 | 1476.86 | 1517.23 | 0 | 0 | 0 | 0
MWF_MUMBIDA_WF1 | 142.58 | 178.12 | 175.53 | 185.91 | 201.25 | 184.02 | 190.43 | 187.91 | 180.97 | 162.01 | 195.35 | 182.87 | 187.12 | 198.72 | 179.93 | 185.01 | 183.76 | 175.58 | 155.57 | 195.18
NAMKKN_MERR_SG1 | 0 | 0 | 0.04 | 0 | 0 | 0 | 0 | 0 | 0.01 | 0 | 0 | 0.97 | 0 | 0 | 0.14 | 1.15 | 4.93 | 3.79 | 7.05 | 6.18
NEWGEN_KWINANA_CCG1 | 1184.79 | 1247.56 | 1485.15 | 1668.27 | 1952.38 | 1978.2 | 2019.4 | 1988.36 | 1848.28 | 2076.37 | 1855.69 | 1854.92 | 1885.02 | 1834.88 | 1982.75 | 2059.25 | 1863.79 | 1837.89 | 1981.35 | 1825.21
NEWGEN_NEERABUP_GT1 | 11.09 | 11.82 | 34.32 | 18.55 | 5.27 | 9.78 | 17.72 | 23.67 | 35.77 | 70.57 | 48.4 | 77.74 | 77.23 | 89.8 | 175.96 | 209.87 | 183.91 | 151.46 | 216.56 | 182.73
NORTHAM_SF_PV1 | 18.51 | 19.66 | 22.29 | 24.55 | 25.28 | 23.78 | 24.38 | 25.71 | 24.71 | 24.16 | 23.84 | 24.58 | 24.77 | 23.78 | 22.79 | 20.82 | 22.99 | 21.92 | 21 | 20.8
PERTHENERGY_KWINANA_GT1 | 0.39 | 0 | 0.5 | 0 | 0 | 0 | 0.03 | 0 | 0 | 1.53 | 1.24 | 3.24 | 2.57 | 4.59 | 13.16 | 17.43 | 12.51 | 7.24 | 16 | 15.59
PHOENIX_KWINANA_WTE_G1 | 0 | 0 | 305.36 | 309.75 | 314.51 | 289.37 | 312.48 | 325.65 | 302.49 | 327.96 | 318.97 | 328.97 | 328.85 | 297.99 | 317.53 | 314.9 | 306.26 | 317.82 | 305.52 | 320.44
PINJAR_GT1 | 0.29 | 0.05 | 0.52 | 0 | 0 | 0.02 | 0.25 | 0 | 0 | 0.67 | 0 | 0 | 0 | 0 | 0 | 0 | 0 | 0 | 0 | 0
PINJAR_GT10 | 215.53 | 207.8 | 211.65 | 209.6 | 205.43 | 214.17 | 208.36 | 206.82 | 215.15 | 191.95 | 206.69 | 214.53 | 210.49 | 215.26 | 201.85 | 219.87 | 0 | 0 | 0 | 0
PINJAR_GT11 | 214.3 | 210.99 | 206.41 | 199.27 | 214.09 | 213.47 | 209.72 | 215 | 216.99 | 213.11 | 210 | 210.85 | 214.36 | 210.05 | 212.7 | 214 | 0 | 0 | 0 | 0
PINJAR_GT2 | 0.08 | 0.16 | 0.53 | 0.04 | 0 | 0.08 | 0.32 | 0 | 0 | 0.97 | 0 | 0 | 0 | 0 | 0 | 0 | 0 | 0 | 0 | 0
PINJAR_GT3 | 0.3 | 0.08 | 0.14 | 0.04 | 0 | 0.01 | 0.37 | 0 | 0 | 1.04 | 0 | 0 | 0 | 0 | 0 | 0 | 0 | 0 | 0 | 0
PINJAR_GT4 | 0.25 | 0.14 | 0.53 | 0 | 0 | 0.04 | 0 | 0 | 0 | 1.05 | 0 | 0 | 0 | 0 | 0 | 0 | 0 | 0 | 0 | 0
PINJAR_GT5 | 0.29 | 0.15 | 0.67 | 0.08 | 0 | 0 | 0.39 | 0 | 0 | 0.84 | 0 | 0 | 0 | 0 | 0 | 0 | 0 | 0 | 0 | 0
PINJAR_GT7 | 0.33 | 0.08 | 0.72 | 0.04 | 0 | 0 | 0.33 | 0 | 0 | 0.96 | 0 | 0 | 0 | 0 | 0 | 0 | 0 | 0 | 0 | 0
PINJAR_GT9 | 203.58 | 209.05 | 216.01 | 212.17 | 212.15 | 215.48 | 215 | 212.07 | 212.58 | 214.11 | 204.98 | 218.59 | 210.97 | 212.58 | 217.23 | 218.54 | 0 | 0 | 0 | 0
PPP_KCP_EG1 | 73.86 | 77.39 | 162.34 | 203.05 | 285.77 | 313.19 | 397.14 | 323.8 | 303.66 | 353.46 | 311.01 | 315.75 | 307.73 | 284.87 | 342.83 | 362.8 | 0 | 0 | 0 | 0
PRK_AG | 0 | 0 | 0.35 | 3.25 | 0 | 0 | 0.32 | 0.44 | 0.18 | 0.38 | 0.35 | 1.5 | 0.7 | 1.81 | 3.11 | 4.73 | 0 | 0 | 0 | 0
RED_HILL | 29.71 | 30.31 | 31.59 | 32.52 | 31.46 | 29.78 | 30.91 | 29.3 | 28.84 | 27.94 | 29.46 | 28.27 | 28.49 | 27.18 | 27.56 | 26.21 | 24.64 | 24.39 | 25.35 | 22.66
ROCKINGHAM | 27.33 | 29.24 | 31.4 | 30.05 | 31.4 | 29.28 | 26.62 | 27.02 | 26.66 | 28.64 | 28.71 | 25.32 | 26.1 | 24.41 | 26.68 | 26.59 | 20.14 | 21.83 | 24.45 | 21.13
Rooftop PV EC | 32.54 | 33.57 | 36.1 | 38.34 | 39.67 | 39.38 | 41.66 | 42.79 | 43.13 | 42.54 | 43.37 | 45.96 | 47.75 | 48.25 | 46.96 | 48.1 | 50.33 | 50.75 | 49.92 | 50.96
Rooftop PV EG | 15.71 | 18.03 | 21.71 | 25.83 | 27.18 | 31.06 | 35.69 | 34.09 | 34.54 | 33.8 | 35.09 | 37.63 | 39.44 | 36.88 | 37.63 | 38.75 | 40.75 | 41.57 | 40.6 | 42.27
Rooftop PV ME | 4.76 | 5 | 5.63 | 6.27 | 6.61 | 6.93 | 7.43 | 7.45 | 7.48 | 7.36 | 7.43 | 7.91 | 8.2 | 8.08 | 8.09 | 7.96 | 8.44 | 8.62 | 8.47 | 8.61
Rooftop PV MN | 211.01 | 222.43 | 231.56 | 246.69 | 261.15 | 256.68 | 277.33 | 272.87 | 272.49 | 272.05 | 283.05 | 289.62 | 299.96 | 309.14 | 294.57 | 307.8 | 311.1 | 315.11 | 316.21 | 331.19
Rooftop PV MS | 160.24 | 169.61 | 180.93 | 197.53 | 207.77 | 210.82 | 230.23 | 233.47 | 239.81 | 241.51 | 251.91 | 262.67 | 276.73 | 280.37 | 273.67 | 286.36 | 298.01 | 309.51 | 312 | 326.49
Rooftop PV MT | 887.99 | 970.34 | 1066.2 | 1187.43 | 1306.08 | 1349.96 | 1529.65 | 1487.26 | 1502.88 | 1511.72 | 1577.11 | 1636.53 | 1698.09 | 1740.35 | 1669.46 | 1757 | 1818.6 | 1858 | 1873.13 | 1961.6
Rooftop PV MW | 18.74 | 19.46 | 20.65 | 21.37 | 21.44 | 21.3 | 22.27 | 23.46 | 23.59 | 23.74 | 24.56 | 26.04 | 26.66 | 26.29 | 25.96 | 27.07 | 28.37 | 28.52 | 28.51 | 29.57
Rooftop PV NB | 139.53 | 152.3 | 167.19 | 187.92 | 204.92 | 212.14 | 240.68 | 339.06 | 391.38 | 443.81 | 506.43 | 570.33 | 644.09 | 697.32 | 714.42 | 796.56 | 864.08 | 895.87 | 935.68 | 997.58
Rooftop PV NC | 38.59 | 42.13 | 45.72 | 49.06 | 51.43 | 55.08 | 60.47 | 66.36 | 69.85 | 73.58 | 80.59 | 86.88 | 91.06 | 92.62 | 96.47 | 102.82 | 108.94 | 112.94 | 116.36 | 125.89
Rooftop PV SE | 38.77 | 42.69 | 48.91 | 55.66 | 61.55 | 66.25 | 74.94 | 72.34 | 74.27 | 71.67 | 74.08 | 78.8 | 82.05 | 83.19 | 82.15 | 85.13 | 88.5 | 91.76 | 88.57 | 91
Rooftop PV SW | 259.08 | 274.61 | 299.76 | 327.06 | 353.13 | 362.86 | 397.54 | 413.65 | 432.78 | 441.2 | 461.39 | 492.52 | 517.61 | 538.62 | 529.69 | 554.62 | 585.14 | 615.26 | 624.49 | 651.28
SKYFRM_MTBARKER_WF1 | 8.01 | 7.62 | 8.78 | 8.58 | 8.47 | 8.87 | 7.82 | 9.04 | 8.56 | 8.92 | 8.54 | 9.3 | 8.73 | 8.45 | 8.83 | 7.63 | 8.86 | 8.46 | 8.75 | 8.13
Solar PV EC | 0 | 0 | 0.04 | 0.04 | 0.05 | 318.29 | 329.84 | 341.36 | 340.95 | 329.77 | 348.81 | 361.15 | 364.35 | 357.12 | 378.26 | 367.62 | 384.36 | 379.59 | 366.74 | 365.5
Solar PV EG | 0 | 0 | 4.12 | 4.31 | 3.99 | 116.95 | 119.86 | 125.9 | 123.97 | 117.75 | 120.13 | 122.74 | 127.55 | 117.7 | 117.61 | 120.1 | 125.01 | 123.19 | 116.41 | 119.14
Solar PV ME | 0 | 0 | 0.02 | 0.03 | 0.05 | 249.74 | 252.86 | 261.83 | 257.19 | 248.29 | 243.6 | 465.36 | 476.53 | 479.38 | 455.75 | 451.41 | 470.72 | 463.57 | 445.67 | 437.82
Solar PV MS | 0 | 0 | 0.02 | 0.02 | 0.02 | 634.66 | 1639.24 | 1696.29 | 2111.17 | 2056.4 | 2041.52 | 2049.93 | 2467.96 | 2633.45 | 2416.92 | 2455.14 | 2563.04 | 2538.87 | 2470.2 | 2444.29
Solar PV MW | 0 | 0 | 0.03 | 0.03 | 0.03 | 19.12 | 19.39 | 20.61 | 20.17 | 19.68 | 19.66 | 19.74 | 20.03 | 19.36 | 18.41 | 18.99 | 1323.43 | 1549.29 | 1716.69 | 1723.12
Solar PV NB | 0 | 0 | 0.02 | 0.03 | 0.03 | 315.06 | 886.54 | 921.26 | 901.21 | 891.51 | 1627.5 | 1631.07 | 1661.96 | 2101.58 | 2117.52 | 3406.12 | 3559.86 | 3812.09 | 3753.45 | 3799.54
Solar PV NC | 0 | 0 | 0.02 | 0.02 | 0.02 | 52.08 | 85.26 | 123.02 | 196.7 | 193.68 | 274.26 | 278.24 | 278.68 | 259.26 | 258.29 | 261.98 | 301.87 | 334.74 | 428.44 | 453.12
Solar PV SE | 0 | 0 | 0.01 | 0.01 | 75.15 | 74.58 | 188.5 | 205.74 | 254.1 | 327.67 | 318.93 | 327.38 | 399.66 | 410.33 | 412.33 | 420.24 | 429.53 | 433.39 | 441.15 | 691.12
Solar PV SW | 0 | 0 | 0.02 | 0.02 | 0.02 | 0.13 | 0.13 | 0.13 | 0.33 | 0.32 | 0.45 | 0.46 | 0.46 | 0.48 | 0.45 | 0.44 | 0.45 | 0.58 | 119.37 | 120.28
SOUTH_CARDUP | 30.53 | 30.98 | 32.25 | 32.32 | 32.27 | 31.18 | 30.21 | 30.9 | 31.04 | 30.16 | 29.84 | 30.04 | 29.9 | 28.79 | 28.34 | 28.51 | 25.81 | 24.72 | 25.58 | 23.71
STHRNCRS_EG | 0 | 0 | 1.04 | 11.48 | 0 | 0 | 1.27 | 1.95 | 2.67 | 0.16 | 0.78 | 0.85 | 0.74 | 1.58 | 1.61 | 3.48 | 0 | 0 | 0 | 0
TAMALA_PARK | 37.71 | 38.5 | 40.79 | 41.62 | 41.55 | 39.8 | 39.27 | 38.37 | 37.94 | 38.46 | 37.88 | 37.23 | 36.67 | 33.5 | 34.67 | 34.41 | 31.96 | 30.62 | 33.07 | 28.93
TESLA_GERALDTON_G1 | 0 | 0 | 0 | 0 | 0 | 0 | 0 | 0 | 0 | 0 | 0 | 0.06 | 0.11 | 0 | 0 | 0.07 | 0.48 | 0.31 | 0.8 | 0.65
TESLA_KEMERTON_G1 | 0 | 0 | 0 | 0 | 0 | 0 | 0 | 0 | 0 | 0 | 0 | 0.06 | 0 | 0 | 0.01 | 0.07 | 0.4 | 0.31 | 0.81 | 0.65
TESLA_NORTHAM_G1 | 0 | 0 | 0 | 0 | 0 | 0 | 0 | 0 | 0 | 0 | 0 | 0.06 | 0 | 0 | 0.01 | 0 | 0.4 | 0.31 | 0.74 | 0.64
TESLA_PICTON_G1 | 0 | 0 | 0 | 0 | 0 | 0 | 0 | 0 | 0 | 0 | 0 | 0.06 | 0 | 0 | 0.01 | 0.07 | 0.4 | 0.31 | 0.76 | 0.66
TIWEST_COG1 | 0.07 | 0 | 0.26 | 0 | 0 | 0 | 0 | 0 | 0 | 0.45 | 0 | 0 | 0 | 0 | 0 | 0 | 0 | 0 | 0 | 0
WARRADARGE_WF1 | 613.44 | 765.71 | 744.82 | 750.48 | 764.63 | 709.1 | 717.4 | 697.56 | 718.49 | 638.07 | 787.57 | 755.16 | 750.72 | 764.86 | 709.06 | 718.44 | 694.76 | 717.9 | 637.27 | 789.37
Wind EC | 0 | 0 | 0.04 | 0.09 | 0.16 | 0.15 | 0.14 | 0.15 | 0.15 | 0.14 | 0.15 | 0.16 | 339.55 | 322.96 | 326.11 | 302.03 | 307.78 | 315.76 | 414.1 | 446.93
Wind EG | 0 | 0.01 | 71.28 | 570.38 | 555.51 | 552.96 | 519.82 | 559.53 | 544.54 | 485.91 | 536.42 | 566.22 | 562.67 | 528.74 | 547.51 | 500.46 | 521.3 | 506.01 | 454.5 | 498.82
Wind ME | 0 | 0 | 0.03 | 0.06 | 0.19 | 0.19 | 0.17 | 0.19 | 0.19 | 0.17 | 0.18 | 0.18 | 0.41 | 1518.09 | 1505.55 | 1337.52 | 1391.72 | 1439.58 | 1316.14 | 1335
Wind MW | 0 | 0.01 | 12.32 | 93.67 | 314 | 283.43 | 273.04 | 272.73 | 276.45 | 257.48 | 307.88 | 294.01 | 350.86 | 328.39 | 320.85 | 456.08 | 818.81 | 844.33 | 754.76 | 848.23
Wind NC | 0 | 0.01 | 0.07 | 29.83 | 186.46 | 224.27 | 271.85 | 276.86 | 256.82 | 240.44 | 273.65 | 249.11 | 271.94 | 380.16 | 360.18 | 379.83 | 391.23 | 377.76 | 332.2 | 1820.12
Wind SE | 0 | 0.01 | 3.91 | 151.02 | 496.75 | 572.01 | 514.08 | 550.53 | 480.88 | 458.55 | 439.36 | 489.89 | 515.65 | 570.37 | 602.86 | 606.36 | 647.41 | 593.87 | 596.7 | 498.77
Wind SW | 0.01 | 0.01 | 68.81 | 377.94 | 334.83 | 1554.16 | 1372.78 | 3551.24 | 4400.2 | 4319.85 | 4893.34 | 5264.01 | 4981.82 | 4180.02 | 4501.41 | 3838.82 | 5818.9 | 6745.94 | 6483.37 | 6844.93
YANDIN_WF1 | 715.71 | 843.48 | 850.43 | 827.47 | 971.39 | 940.69 | 908.86 | 831.27 | 829.91 | 740.06 | 867.55 | 861.55 | 827.36 | 971.76 | 939.44 | 910.03 | 828.35 | 829.5 | 737.58 | 869.61
Double Bubble
ALBANY_WF1 | 48.89 | 50.59 | 55.82 | 52.63 | 68.67 | 72.18 | 60.34 | 62.25 | 51.19 | 49.81 | 51.05 | 56.02 | 52.4 | 68.44 | 71.73 | 60.72 | 61.81 | 51.09 | 49.61 | 50.83
ALCOA_WGP | 1.1 | 2.26 | 6.13 | 4.87 | 1.39 | 5.67 | 28.49 | 27.47 | 26.59 | 38.91 | 27.38 | 32.94 | 28.87 | 26.75 | 32.6 | 44.98 | 14.05 | 30.74 | 36.48 | 21.59
ALINTA_PNJ_U1 | 662.92 | 755.8 | 779.12 | 839.51 | 988.37 | 883.19 | 957.77 | 896.26 | 867.56 | 910.09 | 833.99 | 815.29 | 821.98 | 771.89 | 776.9 | 799.17 | 687.54 | 725.78 | 721.91 | 627.31
ALINTA_PNJ_U2 | 699.17 | 788.25 | 756.97 | 832.01 | 992.02 | 888.33 | 975.83 | 903.49 | 865.67 | 899.31 | 820.53 | 831.93 | 812.73 | 755.33 | 754.16 | 813.45 | 702.84 | 715.09 | 748.08 | 642.35
ALINTA_WGP_GT | 59.28 | 94.89 | 185.8 | 150.11 | 75.32 | 167.39 | 400.58 | 364.31 | 357.68 | 436.97 | 349.06 | 366.66 | 329.38 | 336.21 | 390.71 | 439.36 | 282.81 | 327.85 | 344.33 | 250.31
ALINTA_WGP_U2 | 72.15 | 107.09 | 219.04 | 169.47 | 89.47 | 178.89 | 441.36 | 396.91 | 384.86 | 493.93 | 378.37 | 407.91 | 346.91 | 364.85 | 423.06 | 482.89 | 308.24 | 359.39 | 370.02 | 264.41
ALINTA_WWF | 267.76 | 334.11 | 321.29 | 331.67 | 354.23 | 323.84 | 334.9 | 329.6 | 317.8 | 285.5 | 345.97 | 323.77 | 330.86 | 353.62 | 323.22 | 334.23 | 323.09 | 313.84 | 280.4 | 338.15
AMBRISOLAR_PV1 | 1.87 | 2.02 | 2.44 | 2.54 | 2.54 | 2.41 | 2.39 | 2.53 | 2.48 | 2.42 | 2.3 | 2.44 | 2.44 | 2.3 | 2.24 | 2.13 | 1.98 | 2.11 | 1.65 | 1.6
Badgingarra Solar Farm | 37.57 | 40.45 | 44.75 | 46.3 | 46.78 | 44.37 | 45.08 | 47.45 | 45.4 | 44.82 | 44.78 | 45.31 | 45.95 | 45.43 | 42.56 | 42.07 | 33.99 | 35.64 | 33.63 | 28.48
BADGINGARRA_WF1 | 450.15 | 552.07 | 544.56 | 538.88 | 547.81 | 516.25 | 510.35 | 505.37 | 519.87 | 471.13 | 565.43 | 547.23 | 537.41 | 547.48 | 515.7 | 510.86 | 501 | 517.7 | 468.11 | 561.36
BIOGAS01 | 14.23 | 14.31 | 14.92 | 15.01 | 15.16 | 14.3 | 14.59 | 12.42 | 14 | 14 | 12.09 | 12.65 | 13.13 | 11.98 | 10.97 | 11.93 | 10.21 | 10.66 | 10.58 | 8.55
BLAIRFOX_BEROSRD_WF1 | 28.67 | 36.92 | 38.31 | 38.27 | 38.99 | 36.26 | 35.71 | 35.64 | 35.62 | 33.42 | 39.89 | 38.62 | 37.88 | 38.21 | 35.47 | 34.24 | 30.24 | 32.32 | 28.97 | 33.54
BLAIRFOX_KARAKIN_WF1 | 10.28 | 14.21 | 15.7 | 15.35 | 17.17 | 16.63 | 15.07 | 14.29 | 13.4 | 12.36 | 15.65 | 15.87 | 15.13 | 16.67 | 16.12 | 14.28 | 11.94 | 12.18 | 10.48 | 12.95
BLAIRFOX_WESTHILLS_WF3 | 10.27 | 14.24 | 15.71 | 15.35 | 17.17 | 16.66 | 15.04 | 14.3 | 13.39 | 12.37 | 15.65 | 15.88 | 15.14 | 16.69 | 16.11 | 14.31 | 11.9 | 12.2 | 10.48 | 12.93
BREMER_BAY_WF1 | 1.37 | 1.33 | 1.61 | 1.56 | 1.81 | 1.86 | 1.5 | 1.57 | 1.42 | 1.51 | 1.45 | 1.63 | 1.54 | 1.75 | 1.8 | 1.54 | 1.52 | 1.41 | 1.41 | 1.36
BW1_BLUEWATERS_G2 | 1554.75 | 1628.76 | 1778.37 | 1694.52 | 1801.17 | 1688.91 | 1746.86 | 1649.7 | 1648.73 | 1532.39 | 1422.78 | 1615.14 | 1560.68 | 1338.65 | 739.28 | 1006.02 | 1244.88 | 1293.85 | 1431.12 | 1173.81
BW2_BLUEWATERS_G1 | 1524.39 | 1647.32 | 1761.12 | 1766.78 | 1807.73 | 1667.33 | 1742.01 | 1584.94 | 1663.84 | 1651.66 | 1571.82 | 1605.27 | 1560.6 | 1426.65 | 1496.97 | 1529.73 | 1345.41 | 1342.46 | 1359.93 | 1321.75
CCGT EC | 0 | 0 | 0 | 0 | 0 | 0 | 0 | 0 | 0 | 0 | 0 | 0 | 0 | 0 | 0 | 0 | 0 | 0 | 0 | 0
CCGT EG | 0 | 0 | 0 | 0 | 0 | 0 | 0 | 0 | 0 | 0 | 0 | 0 | 0 | 0 | 0 | 0 | 0.15 | 0.16 | 0.16 | 0.16
CCGT ME | 0 | 0 | 0 | 0 | 0 | 0 | 0 | 0 | 0 | 0 | 0 | 0 | 0 | 0 | 0 | 0 | 0 | 0 | 0 | 0
CCGT MN | 0 | 0 | 0 | 0.1 | 0.14 | 0.14 | 0.15 | 0.15 | 0.14 | 0.15 | 0.14 | 0.14 | 0.14 | 0.14 | 0.14 | 0.14 | 0.13 | 0.13 | 0.13 | 0.12
CCGT MS | 0 | 0 | 0 | 0.1 | 0.14 | 0.14 | 0.15 | 0.15 | 0.14 | 0.15 | 0.14 | 0.14 | 0.14 | 0.14 | 0.14 | 0.14 | 0.13 | 0.13 | 0.13 | 0.13
CCGT MW | 0 | 0 | 0 | 0.09 | 0.12 | 0.12 | 0.13 | 0.12 | 0.12 | 0.13 | 0.12 | 0.12 | 0.12 | 0.12 | 0.12 | 0.12 | 0.11 | 0.11 | 0.11 | 0.11
CCGT NB | 0 | 0 | 0 | 0.1 | 0.14 | 0.14 | 0.15 | 0.14 | 0.14 | 0.14 | 0.14 | 0.14 | 0.14 | 0.13 | 0.13 | 0.14 | 0.13 | 0.13 | 0.13 | 0.12
CCGT NC | 0 | 0 | 0 | 0.08 | 0.1 | 0.1 | 0.11 | 0.1 | 0.1 | 0.11 | 0.1 | 0.1 | 0.1 | 0.1 | 0.1 | 0.1 | 0.09 | 0.1 | 0.1 | 0.09
CCGT SE | 0 | 0 | 0 | 0 | 0 | 0 | 0 | 0 | 0 | 0 | 0 | 0 | 0 | 0 | 0 | 0 | 0 | 0 | 0 | 0
CCGT SW | 0 | 0 | 0 | 0.08 | 0.13 | 0.13 | 0.14 | 0.13 | 0.13 | 0.14 | 0.13 | 0.13 | 0.13 | 0.12 | 0.12 | 0.13 | 0.12 | 0.12 | 0.12 | 0.12
COCKBURN_CCG1 | 847.76 | 855.29 | 1035.73 | 1105.56 | 1361.42 | 1433.51 | 1691.31 | 1583.17 | 1447.74 | 1619.37 | 1507.11 | 1474.18 | 1464.94 | 1422.15 | 1411.1 | 1499.76 | 1412.5 | 1399.92 | 1482.72 | 1310.42
COLLIE_G1 | 2230.57 | 2332.93 | 2547.4 | 2462.9 | 2593.04 | 2378.01 | 2499.91 | 2422.09 | 2083.92 | 2288.04 | 2276.83 | 2100.37 | 2221.67 | 2184.46 | 2208.2 | 2191.25 | 1950.85 | 2082.36 | 1875.65 | 1914.47
DCWL_DENMARK_WF1 | 4.61 | 4.43 | 5.21 | 5.05 | 5.54 | 5.69 | 4.68 | 5 | 4.74 | 5.03 | 4.76 | 5.26 | 4.99 | 5.36 | 5.5 | 4.77 | 4.84 | 4.65 | 4.77 | 4.5
DSM EC | 0 | 0 | 0 | 0 | 0 | 0 | 0 | 0.01 | 0 | 0.05 | 0.06 | 0.08 | 0.04 | 0.03 | 0.33 | 0.29 | 0.94 | 0.45 | 0.99 | 0.67
DSM ME | 0 | 0 | 0 | 0 | 0 | 0 | 0 | 0.01 | 0 | 0.03 | 0.04 | 0.02 | 0.03 | 0.01 | 0.19 | 0.16 | 0.52 | 0.29 | 0.54 | 0.39
DSM MN | 0 | 0 | 0 | 0 | 0 | 0 | 0.01 | 0.03 | 0 | 0.17 | 0.2 | 0.28 | 0.14 | 0.07 | 1.22 | 1.13 | 3.68 | 1.7 | 3.56 | 2.53
DSM MS | 0 | 0 | 0 | 0 | 0 | 0 | 0.01 | 0.05 | 0 | 0.23 | 0.28 | 0.4 | 0.22 | 0.14 | 1.8 | 1.76 | 5.47 | 2.53 | 5.92 | 4.34
DSM MT | 0 | 0 | 0 | 0 | 0 | 0 | 0.03 | 0.21 | 0 | 1.1 | 1.29 | 1.71 | 0.96 | 0.56 | 8.47 | 7.13 | 23.62 | 11.97 | 24.66 | 16.38
DSM MW | 0 | 0 | 0 | 0 | 0 | 0 | 0 | 0 | 0 | 0.09 | 0.11 | 0.15 | 0.08 | 0.04 | 0.64 | 0.56 | 1.84 | 0.81 | 1.58 | 0.98
DSM NB | 0 | 0 | 0 | 0 | 0 | 0 | 0 | 0 | 0 | 0.13 | 0.16 | 0.2 | 0.11 | 0.06 | 0.95 | 0.82 | 3.01 | 1.43 | 2.86 | 2.12
DSM NC | 0 | 0 | 0 | 0 | 0 | 0 | 0 | 0 | 0 | 0.07 | 0.1 | 0.13 | 0.09 | 0.05 | 0.69 | 0.43 | 1.66 | 0.8 | 1.5 | 1.19
DSM SE | 0 | 0 | 0 | 0.04 | 0.24 | 0 | 0.39 | 0.79 | 0.05 | 0.87 | 2.05 | 0.17 | 0.08 | 0.04 | 0.59 | 0.64 | 1.91 | 0.87 | 1.66 | 1.22
DSM SW | 0 | 0 | 0 | 0 | 0 | 0 | 0.02 | 0.11 | 0 | 0.49 | 0.78 | 0.75 | 0.49 | 0.22 | 3.79 | 3 | 9.61 | 4.86 | 11.46 | 7
East Rockingham Resource Recovery Facility | 0 | 0 | 0 | 257.21 | 252.95 | 221.61 | 245.56 | 248.59 | 256.07 | 228.78 | 264.05 | 261.09 | 262.79 | 238.84 | 255.89 | 248.88 | 252.08 | 253.72 | 241.74 | 252.46
EDWFMAN_WF1 | 190.91 | 246.99 | 254.62 | 249.21 | 269.78 | 253.66 | 246.31 | 237.68 | 237.31 | 207.42 | 260.21 | 256.4 | 248.63 | 269.11 | 252.63 | 245.44 | 229.03 | 231.36 | 198.69 | 247.36
Emu Downs Solar Farm | 46.92 | 50.29 | 54.87 | 55.33 | 58.83 | 55.21 | 55.83 | 57.16 | 55.71 | 54.96 | 55.2 | 55.25 | 54.79 | 57.81 | 53.41 | 52.98 | 43.75 | 45.58 | 43.44 | 37.59
Flexible gas EC | 0 | 0 | 0 | 0 | 0 | 0 | 0 | 0 | 0 | 0 | 0 | 0 | 0 | 0 | 0 | 0 | 0 | 0 | 0 | 0
Flexible gas EG | 0 | 0 | 0 | 0 | 0 | 0 | 0 | 0 | 0 | 0 | 0 | 0 | 0 | 0 | 0 | 0 | 329.52 | 408.91 | 502.84 | 451.46
Flexible gas ME | 0 | 0 | 0 | 0 | 0 | 0 | 0 | 0 | 0 | 0 | 0 | 0 | 0 | 0 | 0 | 0 | 0 | 0 | 0 | 0
Flexible gas MN | 0 | 0 | 0 | 138.32 | 1075.41 | 1416.55 | 2299.96 | 2020.37 | 2008.08 | 2352.7 | 1825.31 | 1993.54 | 1921.95 | 1733.59 | 1925.1 | 2020.11 | 1430.16 | 1491.39 | 1247.88 | 842.82
Flexible gas MS | 0 | 0 | 0 | 134.46 | 190.12 | 247.48 | 398.07 | 349.66 | 344.46 | 401.1 | 461.21 | 881.97 | 853.1 | 1097.34 | 1221.59 | 1280.23 | 1479.06 | 1552.03 | 1665.58 | 1220.35
Flexible gas MW | 0 | 0 | 0 | 0.19 | 0.46 | 0.56 | 0.83 | 0.74 | 0.79 | 1.06 | 0.94 | 0.94 | 0.93 | 0.94 | 1.04 | 1.09 | 0.89 | 0.94 | 1.01 | 0.72
Flexible gas NB | 0 | 0 | 0 | 133.58 | 156.83 | 203.04 | 324.8 | 286.09 | 265.26 | 324.63 | 251.73 | 231.61 | 226.66 | 197.9 | 219.15 | 228.58 | 169.7 | 175.86 | 1074.43 | 724.64
Flexible gas NC | 0 | 0 | 0 | 1.49 | 118.79 | 164.56 | 247.96 | 221.39 | 215.02 | 253.97 | 197.86 | 185.72 | 172.83 | 151.11 | 172.95 | 179.91 | 118.84 | 131.56 | 115.97 | 78.17
Flexible gas SE | 0 | 0 | 0 | 0 | 0 | 0 | 0 | 0 | 0 | 0 | 0 | 0 | 0 | 0 | 0 | 0 | 0 | 0 | 0 | 0
Flexible gas SW | 0 | 0 | 0 | 0.09 | 0.28 | 0.33 | 0.49 | 0.43 | 0.44 | 0.54 | 0.46 | 0.47 | 0.48 | 0.48 | 0.52 | 0.56 | 0.47 | 0.49 | 0.55 | 0.43
GRASMERE_WF1 | 31.5 | 32.08 | 37.9 | 36.03 | 46.71 | 48.83 | 40.41 | 42.37 | 34.99 | 34.24 | 34.69 | 38.3 | 35.75 | 46.23 | 48.08 | 40.86 | 41.48 | 34.71 | 32.86 | 33.59
GREENOUGH_RIVER_PV1 | 17.58 | 19.56 | 22.01 | 23.17 | 23.07 | 22.38 | 22.54 | 23.39 | 21.55 | 22.65 | 22.54 | 23.06 | 23.1 | 21.54 | 20.96 | 20.26 | 14.93 | 15.84 | 15.36 | 11.6
GREENOUGH_RIVER_PV1_UPG_1 | 72.93 | 76.62 | 85.47 | 88.49 | 85.39 | 84.06 | 85.47 | 88.35 | 84.36 | 84.44 | 86.73 | 88.37 | 88.39 | 84.2 | 82.69 | 81.98 | 73.43 | 73.54 | 71.98 | 66.65
HENDERSON_RENEWABLE_IG1 | 24.62 | 25.93 | 27.34 | 27.14 | 27.2 | 24.95 | 25.33 | 24.29 | 23.97 | 23.69 | 22.8 | 22.81 | 22.4 | 21.11 | 20.05 | 21.09 | 17.1 | 18.22 | 18.25 | 15.22
INVESTEC_COLLGAR_WF1 | 638.41 | 683.05 | 722.4 | 712.91 | 633.66 | 637.22 | 586.33 | 643.42 | 698.03 | 658.84 | 695.24 | 725.72 | 710.74 | 632.66 | 634.39 | 585.88 | 639.31 | 696.69 | 652.13 | 691.34
KALAMUNDA_SG | 10.42 | 10.69 | 10.69 | 11.73 | 11.6 | 10.69 | 10.82 | 10.41 | 9.81 | 10.22 | 9.78 | 9.74 | 9.68 | 9.09 | 8.62 | 9.15 | 7.21 | 7.64 | 7.98 | 6.26
KALBARRI_WF1 | 3.87 | 5.28 | 5.34 | 6.17 | 5.62 | 5.04 | 5.3 | 5.77 | 5.31 | 5.07 | 6.2 | 5.64 | 6.16 | 5.41 | 4.84 | 4.92 | 4.66 | 4.67 | 4.24 | 4.99
KEMERTON_GT11 | 605.09 | 606.24 | 601.72 | 603.41 | 609.18 | 611.16 | 643.83 | 652.16 | 642.72 | 657.18 | 658.04 | 651.85 | 651.08 | 653.72 | 666.98 | 696.43 | 634.76 | 664.32 | 671.27 | 650
KEMERTON_GT12 | 609.12 | 610.33 | 613.17 | 608.47 | 608.49 | 602.35 | 632.31 | 647.59 | 641.7 | 670.73 | 651.3 | 654.54 | 647.23 | 659.89 | 670.06 | 699.83 | 642.15 | 670.47 | 664.76 | 646.91
KWINANA_GT2 | 238.51 | 196.56 | 243.06 | 228.68 | 216.61 | 240.39 | 315.36 | 295.84 | 308.92 | 333.17 | 316.04 | 309.54 | 291.22 | 300.76 | 319.78 | 355.95 | 281.64 | 301.49 | 316.52 | 277.79
KWINANA_GT3 | 236.74 | 247.8 | 243.13 | 232.72 | 220.7 | 244.14 | 319.08 | 294.41 | 300.31 | 326.78 | 312.3 | 309.53 | 314.04 | 302.55 | 320.87 | 356.21 | 295.02 | 311.17 | 313.53 | 294.11
MERSOLAR_PV1 | 233.31 | 233.65 | 261.11 | 266.6 | 264.47 | 261.32 | 262.92 | 271.24 | 267.46 | 256.77 | 248.92 | 262.78 | 266.02 | 263.42 | 260.33 | 261.69 | 268.32 | 265.56 | 250.7 | 242.35
MUJA_G5 | 1091.23 | 1029.43 | 386.63 | 0 | 0 | 0 | 0 | 0 | 0 | 0 | 0 | 0 | 0 | 0 | 0 | 0 | 0 | 0 | 0 | 0
MUJA_G6 | 950.8 | 1137.25 | 1383.33 | 1301.24 | 309.52 | 0 | 0 | 0 | 0 | 0 | 0 | 0 | 0 | 0 | 0 | 0 | 0 | 0 | 0 | 0
MUJA_G7 | 1359.36 | 1574.97 | 1349.13 | 1583.05 | 1644.73 | 1599.47 | 1599.12 | 1337.17 | 1563.9 | 1419.49 | 1400.95 | 1445.22 | 1492.15 | 1391.91 | 1409.24 | 1198.8 | 0 | 0 | 0 | 0
MUJA_G8 | 1369.14 | 1507.15 | 1570.22 | 1637.88 | 1650.86 | 1562.57 | 1522.09 | 1547.65 | 1575.84 | 1443.02 | 1486.94 | 1517.6 | 1439.93 | 1450.06 | 1412.81 | 1465.04 | 0 | 0 | 0 | 0
MWF_MUMBIDA_WF1 | 144.29 | 183.79 | 182.5 | 189.44 | 203.02 | 184.97 | 191.28 | 188.36 | 180.42 | 162.37 | 197.25 | 184.59 | 188.93 | 201.9 | 183.63 | 189.47 | 176.28 | 172.14 | 152.33 | 180.64
NAMKKN_MERR_SG1 | 0 | 0 | 0.09 | 0 | 0 | 0 | 0.79 | 1.42 | 0.01 | 3.06 | 7.16 | 3.95 | 2.31 | 5.62 | 17.29 | 16.84 | 19.62 | 20.68 | 44.8 | 19.59
NEWGEN_KWINANA_CCG1 | 1292.18 | 1358.76 | 1558.08 | 1800.53 | 2132.64 | 2118.87 | 2186.37 | 2208.34 | 2083.16 | 2228.38 | 2015 | 2051.21 | 2027.72 | 1955.34 | 2007.53 | 2069.11 | 1837.48 | 1850.64 | 1955.79 | 1687.56
NEWGEN_NEERABUP_GT1 | 15.18 | 21.18 | 47.56 | 27.26 | 5.56 | 39.45 | 259.83 | 272.88 | 241.31 | 395.16 | 297.48 | 322.03 | 272.25 | 297.1 | 384.69 | 497.41 | 236.28 | 346.54 | 381.77 | 258.63
NORTHAM_SF_PV1 | 19.08 | 21.16 | 24.67 | 25.84 | 25.97 | 23.83 | 24.35 | 25.57 | 25.13 | 24.33 | 24.11 | 24.74 | 25.18 | 24.25 | 22.36 | 22.22 | 21.52 | 22.46 | 17.47 | 17.29
PERTHENERGY_KWINANA_GT1 | 0.56 | 0.19 | 0.64 | 0 | 0 | 0.47 | 13.17 | 22.21 | 13.29 | 37.41 | 35.25 | 43.24 | 38.44 | 38.45 | 65.19 | 81.91 | 25.41 | 42.65 | 62.11 | 33.04
PHOENIX_KWINANA_WTE_G1 | 0 | 0 | 310.44 | 311.13 | 315.31 | 289.23 | 312.5 | 325.53 | 302.89 | 328.02 | 318.99 | 329.22 | 329.44 | 298.75 | 316.91 | 316.55 | 303.17 | 316.09 | 302.02 | 318.38
PINJAR_GT1 | 0.32 | 0.31 | 0.79 | 0 | 0.01 | 0.31 | 6.73 | 11.13 | 7.75 | 17.24 | 0 | 0 | 0 | 0 | 0 | 0 | 0 | 0 | 0 | 0
PINJAR_GT10 | 215.57 | 207.91 | 212.07 | 209.6 | 205.43 | 214.17 | 210.01 | 209.16 | 217.27 | 201.39 | 217.54 | 227.67 | 219.26 | 228.19 | 230.32 | 246.16 | 0 | 0 | 0 | 0
PINJAR_GT11 | 214.3 | 210.99 | 206.42 | 199.27 | 214.09 | 212.84 | 213.01 | 216.73 | 218.08 | 222.37 | 219.57 | 219.58 | 221.1 | 218.58 | 241.74 | 237.71 | 0 | 0 | 0 | 0
PINJAR_GT2 | 0.19 | 0.25 | 0.66 | 0.04 | 0 | 0.43 | 7.19 | 11.47 | 8.43 | 18.49 | 0 | 0 | 0 | 0 | 0 | 0 | 0 | 0 | 0 | 0
PINJAR_GT3 | 0.43 | 0.28 | 0.33 | 0 | 0 | 0.46 | 7.03 | 10.8 | 8.93 | 18.6 | 0 | 0 | 0 | 0 | 0 | 0 | 0 | 0 | 0 | 0
PINJAR_GT4 | 0.49 | 0.31 | 0.85 | 0.07 | 0.04 | 0.44 | 6.72 | 10.02 | 7.96 | 18.34 | 0 | 0 | 0 | 0 | 0 | 0 | 0 | 0 | 0 | 0
PINJAR_GT5 | 0.54 | 0.19 | 0.73 | 0.04 | 0.04 | 0.48 | 6.94 | 12.03 | 8.83 | 17.78 | 0 | 0 | 0 | 0 | 0 | 0 | 0 | 0 | 0 | 0
PINJAR_GT7 | 0.41 | 0.28 | 0.77 | 0 | 0 | 0.2 | 7.47 | 11.74 | 8.72 | 18.13 | 0 | 0 | 0 | 0 | 0 | 0 | 0 | 0 | 0 | 0
PINJAR_GT9 | 203.75 | 209.03 | 216.25 | 212.18 | 211.9 | 215.41 | 217.34 | 219.33 | 215.6 | 230.83 | 217.43 | 236.02 | 225.41 | 228.46 | 250.65 | 250.56 | 0 | 0 | 0 | 0
PPP_KCP_EG1 | 87.43 | 112.16 | 210.05 | 266.71 | 350.51 | 382.76 | 484.34 | 408.54 | 394.79 | 436.16 | 370.02 | 366.91 | 363.03 | 358.38 | 344.25 | 396.43 | 0 | 0 | 0 | 0
PRK_AG | 0 | 0 | 0.44 | 21.91 | 0 | 0.91 | 50.78 | 85.92 | 129.65 | 156.72 | 101.52 | 117 | 98.56 | 138.91 | 139.5 | 181.37 | 0 | 0 | 0 | 0
RED_HILL | 30 | 31.3 | 32.81 | 32.87 | 31.69 | 29.06 | 30.72 | 28.86 | 28.33 | 26.66 | 27.42 | 26.36 | 26.96 | 25.62 | 24.55 | 25.05 | 20.71 | 22.18 | 22.08 | 18.55
ROCKINGHAM | 27.43 | 30.29 | 32.52 | 30.28 | 31.62 | 28.53 | 26.1 | 26.3 | 26.03 | 27.31 | 26.73 | 23.5 | 24.77 | 23.31 | 23.69 | 25.21 | 17.02 | 19.67 | 21.12 | 17.31
Rooftop PV EC | 32.9 | 34.72 | 38.33 | 41.47 | 43.79 | 44.51 | 48.15 | 50.08 | 51.26 | 51.31 | 53.21 | 57.24 | 59.92 | 61.24 | 60.25 | 62.59 | 65.05 | 67.04 | 66.18 | 68.39
Rooftop PV EG | 15.96 | 18.9 | 23.46 | 28.27 | 30.13 | 34.91 | 40.57 | 40.37 | 41.9 | 41.94 | 44.37 | 48.67 | 52.05 | 49.58 | 51.51 | 53.94 | 57.59 | 59.78 | 59.38 | 62.39
Rooftop PV ME | 4.86 | 5.38 | 6.4 | 7.31 | 7.93 | 8.51 | 9.4 | 9.81 | 10.23 | 10.32 | 10.73 | 11.73 | 12.5 | 12.59 | 12.76 | 13.1 | 13.68 | 14.57 | 13.89 | 14.35
Rooftop PV MN | 210.24 | 221.36 | 230.12 | 244.24 | 257.49 | 252.16 | 271.43 | 278.31 | 282.63 | 286.71 | 302.82 | 314.26 | 329.93 | 344.09 | 332.17 | 351.49 | 358.33 | 364.19 | 367.76 | 386.96
Rooftop PV MS | 164.08 | 177.85 | 194.86 | 218.24 | 235.54 | 244.96 | 273.94 | 289.57 | 306.05 | 316.3 | 337.81 | 360.1 | 387.25 | 400.27 | 397.18 | 423 | 445.96 | 478.04 | 491.02 | 523.25
Rooftop PV MT | 895.78 | 986.62 | 1093.37 | 1227.52 | 1361.11 | 1417.29 | 1616.25 | 1637.04 | 1689.97 | 1733.47 | 1841.8 | 1944.35 | 2050.38 | 2134.98 | 2078.38 | 2217.4 | 2324.29 | 2409.62 | 2457.86 | 2603.17
Rooftop PV MW | 19.04 | 20.45 | 22.58 | 24.03 | 24.88 | 25.56 | 27.71 | 29.94 | 30.8 | 31.92 | 33.93 | 36.87 | 38.48 | 38.97 | 39.11 | 41.03 | 41.89 | 44.14 | 44.91 | 46.36
Rooftop PV NB | 138.11 | 149.94 | 163.64 | 182.32 | 197.27 | 202.58 | 228.34 | 236.57 | 244.6 | 253.86 | 269.74 | 285.29 | 304.58 | 314.82 | 307.81 | 329.61 | 343.91 | 361.18 | 373.37 | 395.67
Rooftop PV NC | 38.04 | 41.44 | 44.88 | 47.78 | 49.75 | 52.74 | 57.48 | 59.12 | 60.15 | 61.87 | 66.22 | 69.83 | 71.71 | 72.02 | 73.47 | 76.62 | 77.99 | 79.08 | 79.96 | 83.48
Rooftop PV SE | 39.64 | 44.88 | 52.9 | 61.41 | 69.21 | 75.86 | 86.6 | 86.69 | 91.17 | 89.92 | 94.71 | 102.87 | 109 | 112.28 | 112.57 | 118.53 | 124.08 | 130.84 | 127.12 | 133.28
Rooftop PV SW | 265.33 | 287.63 | 321.85 | 359.54 | 397.2 | 417.21 | 466.42 | 489.11 | 518.03 | 533.82 | 564.03 | 607.55 | 643.81 | 673.91 | 667.95 | 704.12 | 746.54 | 795.07 | 812.04 | 853.48
SKYFRM_MTBARKER_WF1 | 8.1 | 7.9 | 9.15 | 8.77 | 8.62 | 8.99 | 7.54 | 8.8 | 8.44 | 8.8 | 8.4 | 9.22 | 8.69 | 8.41 | 8.76 | 7.66 | 8.57 | 8.33 | 8.44 | 8.06
Solar PV EC | 0 | 0 | 0.04 | 0.04 | 162.26 | 311.48 | 317.72 | 328.69 | 341.65 | 328.83 | 328.2 | 339.47 | 341.88 | 336.08 | 326.77 | 422.89 | 757.73 | 768.17 | 717.37 | 721.81
Solar PV EG | 0 | 0 | 44.33 | 46.37 | 42.98 | 42.69 | 43.76 | 45.6 | 44.87 | 42.62 | 43.51 | 44.43 | 46.32 | 42.88 | 42.77 | 43.87 | 45.55 | 44.88 | 42.66 | 43.61
Solar PV ME | 0 | 0 | 0.03 | 0.03 | 122.17 | 697.68 | 705.6 | 728.79 | 719.97 | 692.44 | 680.62 | 707.41 | 811.19 | 819.06 | 773.46 | 897.12 | 918.51 | 915.53 | 852.09 | 840.05
Solar PV MS | 0 | 0 | 0.03 | 0.03 | 0.14 | 1458.6 | 2345.79 | 2423.09 | 2401.11 | 2333.96 | 2313.22 | 2317.36 | 2367.13 | 2653.24 | 2419.97 | 2503.6 | 2544.4 | 2550.15 | 2436.93 | 2423.37
Solar PV MW | 0 | 0 | 0.03 | 0.03 | 0.03 | 0.45 | 0.51 | 22.91 | 378.6 | 372.77 | 379.05 | 381.13 | 386.16 | 567.33 | 535.27 | 666.12 | 5638.38 | 5607.34 | 5484.23 | 6533.85
Solar PV NB | 0 | 0 | 0.03 | 0.03 | 46.38 | 439.81 | 690.46 | 714.88 | 1023.25 | 1182.17 | 2300.83 | 2560.9 | 2860.04 | 3367.39 | 3112.45 | 3393.46 | 3383.93 | 3327.71 | 3231.05 | 3251.77
Solar PV NC | 0 | 0 | 0.03 | 0.03 | 0.03 | 27.37 | 27.61 | 47.68 | 176.17 | 220.04 | 252.77 | 269.42 | 269.27 | 256.24 | 903.56 | 1337.18 | 2023.97 | 2035.77 | 1979.44 | 2728.75
Solar PV SE | 0 | 0 | 0.01 | 0.01 | 143.8 | 143.67 | 754.96 | 755.42 | 760.71 | 720.35 | 723.6 | 745.27 | 747.11 | 767.77 | 768.21 | 788.01 | 772.94 | 782.65 | 718.67 | 703.67
Solar PV SW | 0 | 0 | 0.02 | 0.02 | 0.07 | 0.24 | 0.24 | 0.25 | 0.62 | 0.6 | 0.6 | 0.62 | 0.62 | 2.78 | 2.58 | 233.94 | 235.29 | 240.73 | 1772.04 | 1924.67
SOUTH_CARDUP | 30.72 | 32.11 | 33.69 | 32.6 | 32.25 | 30.43 | 30.01 | 30.13 | 30.39 | 28.85 | 27.85 | 28.27 | 28.24 | 27.17 | 25.22 | 27.2 | 21.61 | 22.47 | 22.22 | 19.48
STHRNCRS_EG | 0 | 0.1 | 2.8 | 33.14 | 0 | 3.4 | 42.23 | 61.58 | 65.87 | 78.14 | 68.75 | 71.14 | 61.25 | 69.21 | 72.77 | 80.59 | 0 | 0 | 0 | 0
TAMALA_PARK | 38.05 | 39.94 | 42.46 | 42.1 | 41.79 | 38.68 | 38.89 | 37.37 | 36.2 | 36.88 | 35.82 | 35.27 | 34.87 | 32.17 | 30.89 | 31.36 | 26.12 | 27.08 | 28.29 | 23.03
TESLA_GERALDTON_G1 | 0 | 0 | 0.01 | 0 | 0 | 0 | 0.02 | 0.1 | 0.04 | 0.23 | 0.6 | 0.35 | 0.3 | 0.47 | 1.41 | 1.58 | 2.09 | 1.84 | 4.69 | 1.79
TESLA_KEMERTON_G1 | 0 | 0 | 0.01 | 0 | 0 | 0 | 0.02 | 0.04 | 0 | 0.19 | 0.63 | 0.4 | 0.22 | 0.33 | 1.32 | 1.59 | 2.04 | 1.4 | 4.27 | 1.63
TESLA_NORTHAM_G1 | 0 | 0 | 0.01 | 0 | 0 | 0 | 0.04 | 0.04 | 0 | 0.18 | 0.59 | 0.29 | 0.22 | 0.23 | 1.39 | 1.36 | 2.08 | 1.52 | 4.78 | 1.68
TESLA_PICTON_G1 | 0 | 0 | 0.01 | 0 | 0 | 0 | 0.02 | 0.05 | 0 | 0.31 | 0.64 | 0.35 | 0.22 | 0.44 | 1.6 | 1.68 | 1.38 | 1.86 | 4.21 | 1.93
TIWEST_COG1 | 0.16 | 0 | 0.31 | 0 | 0 | 0.16 | 3.27 | 6.71 | 4 | 11.53 | 0 | 0 | 0 | 0 | 0 | 0 | 0 | 0 | 0 | 0
WARRADARGE_WF1 | 616.53 | 774 | 752.21 | 752.85 | 765.33 | 709.54 | 717.5 | 697.54 | 718.38 | 638.08 | 787.69 | 755.24 | 750.83 | 765.15 | 709.09 | 718.41 | 693.38 | 716.94 | 635.91 | 786.38
Wind EC | 0 | 0.01 | 0.07 | 0.23 | 131.69 | 121.44 | 115.52 | 119.56 | 120.81 | 108.82 | 119.84 | 126.89 | 536.77 | 534.44 | 519.31 | 486.36 | 787.17 | 853.77 | 907.47 | 956.14
Wind EG | 0.01 | 0.01 | 401.23 | 693.9 | 672.43 | 690.67 | 660.04 | 700.29 | 671.67 | 597.8 | 667.92 | 707.18 | 696.21 | 679.45 | 691.99 | 659.19 | 683.32 | 667.92 | 599.09 | 668.61
Wind ME | 0.01 | 0.01 | 0.05 | 0.11 | 186.18 | 175.9 | 162.79 | 172.13 | 175.09 | 159.41 | 162.06 | 168.52 | 287.2 | 2316.29 | 2231.8 | 2077.28 | 2022.27 | 2195.39 | 2100.67 | 2088.95
Wind MW | 0.01 | 0.02 | 0.26 | 386.69 | 773.05 | 724.27 | 707.54 | 699.38 | 681.79 | 1645.19 | 2593.8 | 2515.68 | 2783.24 | 2664.84 | 2473.68 | 2609.61 | 2303.3 | 2529.04 | 2236.01 | 4550.5
Wind NC | 0.01 | 0.01 | 0.1 | 104.89 | 242.82 | 305.98 | 399.41 | 423.41 | 387.63 | 363.64 | 441.01 | 405.05 | 505.09 | 564.57 | 2073.24 | 2077.72 | 1814.27 | 1864.1 | 1664.77 | 1644.61
Wind SE | 0.01 | 0.01 | 161.58 | 378.58 | 662.39 | 719.2 | 502.9 | 688.49 | 665.92 | 663.55 | 741.59 | 1167.39 | 1188.74 | 1430.1 | 1486.89 | 1375.6 | 1658.73 | 1567.8 | 1627.85 | 1461.63
Wind SW | 0.01 | 0.01 | 395.78 | 1449.74 | 1484.72 | 3104.11 | 2754.43 | 5766.58 | 6672.98 | 6240.31 | 6630.66 | 6971.78 | 6596.85 | 5530.07 | 5634.53 | 5033.79 | 6524.44 | 7212.08 | 7235.67 | 7471.36
YANDIN_WF1 | 718.06 | 855.12 | 858.1 | 829.87 | 972.22 | 941.32 | 908.79 | 831.28 | 829.93 | 740.07 | 867.67 | 861.64 | 827.48 | 972.07 | 939.64 | 910.07 | 826.8 | 828.22 | 736.25 | 866.7

## Annual capacity by zone
Annual capacity additions and closures by transmission network zone (MW) | 2021 | 2022 | 2023 | 2024 | 2025 | 2026 | 2027 | 2028 | 2029 | 2030 | 2031 | 2032 | 2033 | 2034 | 2035 | 2036 | 2037 | 2038 | 2039 | 2040 | Annual capacity additions and closures by transmission network zone (MW) | 2021 | 2022 | 2023 | 2024 | 2025 | 2026 | 2027 | 2028 | 2029 | 2030 | 2031 | 2032 | 2033 | 2034 | 2035 | 2036 | 2037 | 2038 | 2039 | 2040 | Annual capacity additions and closures by transmission network zone (MW) | 2021 | 2022 | 2023 | 2024 | 2025 | 2026 | 2027 | 2028 | 2029 | 2030 | 2031 | 2032 | 2033 | 2034 | 2035 | 2036 | 2037 | 2038 | 2039 | 2040 | Annual capacity additions and closures by transmission network zone (MW) | 2021 | 2022 | 2023 | 2024 | 2025 | 2026 | 2027 | 2028 | 2029 | 2030 | 2031 | 2032 | 2033 | 2034 | 2035 | 2036 | 2037 | 2038 | 2039 | 2040
Cast Away | [20 empty] | Groundhog Day | [20 empty] | Cast Away | [20 empty] | Cast Away
North Country | [20 empty] | North Country | [20 empty] | North Country | [20 empty] | North Country
Additions | [20 empty] | Additions | [20 empty] | Additions | [20 empty] | Additions
Battery - 2hrs | 9.99 | 0 | 8.52 | 0 | 0 | 20.81 | 23.94 | 2.68 | 0 | 0 | 0.03 | 0 | 0 | 0 | 0 | 0 | 0 | 0 | 0 | 0 | Battery - 2hrs | 0 | 9.99 | 8.32 | 0 | 0 | 45.64 | 0 | 0 | 0 | 0 | 0 | 0 | 0 | 0 | 0 | 0 | 0 | 0 | 0 | 0 | Battery - 2hrs | 0.3 | 0 | 0 | 0 | 0 | 0 | 0 | 0 | 0 | 0 | 0 | 0 | 0 | 0 | 0 | 0.11 | 0.03 | 0 | 0 | 0 | Battery - 2hrs | 0.07 | 0 | 0 | 0 | 0 | 0 | 0 | 0.17 | 0.01 | 0 | 0.01 | 0 | 0 | 0 | 0 | 0.01 | 0 | 0 | 0 | 0
Battery - 4hrs | 0.01 | 0 | 0 | 0 | 0 | 0 | 0.01 | 0.01 | 0 | 0 | 0.01 | 0 | 0.01 | 0.42 | 0.98 | 16.66 | 11.94 | 6.84 | 11.46 | 0 | Battery - 4hrs | 0.01 | 0 | 0 | 0 | 0 | 0.01 | 0 | 0.08 | 2.55 | 0 | 0.09 | 0.02 | 0.04 | 0.3 | 0.01 | 0 | 4.34 | 8.32 | 0.01 | 0 | Battery - 4hrs | 0.02 | 0 | 0 | 0 | 0 | 42.22 | 12.38 | 10.71 | 0 | 0 | 16.39 | 0 | 0 | 0 | 0 | 0 | 18.97 | 0 | 0 | 0 | Battery - 4hrs | 0.03 | 0 | 0 | 0 | 0 | 0.03 | 0 | 4.8 | 14.06 | 0 | 0.02 | 0 | 0 | 0 | 0 | 41.71 | 307.98 | 0 | 0.03 | 288
Black coal | 0 | 0 | 0 | 0 | 0 | 0 | 0 | 0 | 0 | 0 | 0 | 0 | 0 | 0 | 0 | 0 | 0 | 0 | 0 | 0 | Black coal | 0 | 0 | 0 | 0 | 0 | 0 | 0 | 0 | 0 | 0 | 0 | 0 | 0 | 0 | 0 | 0 | 0 | 0 | 0 | 0 | Black coal | 0 | 0 | 0 | 0 | 0 | 0 | 0 | 0 | 0 | 0 | 0 | 0 | 0 | 0 | 0 | 0 | 0 | 0 | 0 | 0 | Black coal | 0 | 0 | 0 | 0 | 0 | 0 | 0 | 0 | 0 | 0 | 0 | 0 | 0 | 0 | 0 | 0 | 0 | 0 | 0 | 0
CCGT | 0 | 0 | 0 | 0 | 0 | 0 | 0 | 0 | 0 | 0 | 0 | 0 | 0 | 0 | 0 | 0 | 0 | 0 | 0 | 0 | CCGT | 0 | 0 | 0 | 0 | 0 | 0 | 0 | 0 | 0 | 0 | 0 | 0 | 0 | 0 | 0 | 0 | 0 | 0 | 0 | 0 | CCGT | 0 | 0 | 0 | 0.009749 | 0 | 0 | 0 | 0 | 0 | 0 | 0 | 0 | 0 | 0 | 0 | 0 | 0 | 0 | 0 | 0 | CCGT | 0 | 0 | 0 | 0.009749 | 0 | 0 | 0 | 0 | 0 | 0 | 0 | 0 | 0 | 0 | 0 | 0 | 0 | 0 | 0 | 0
Cogeneration | 0 | 0 | 0 | 0 | 0 | 0 | 0 | 0 | 0 | 0 | 0 | 0 | 0 | 0 | 0 | 0 | 0 | 0 | 0 | 0 | Cogeneration | 0 | 0 | 0 | 0 | 0 | 0 | 0 | 0 | 0 | 0 | 0 | 0 | 0 | 0 | 0 | 0 | 0 | 0 | 0 | 0 | Cogeneration | 0 | 0 | 0 | 0 | 0 | 0 | 0 | 0 | 0 | 0 | 0 | 0 | 0 | 0 | 0 | 0 | 0 | 0 | 0 | 0 | Cogeneration | 0 | 0 | 0 | 0 | 0 | 0 | 0 | 0 | 0 | 0 | 0 | 0 | 0 | 0 | 0 | 0 | 0 | 0 | 0 | 0
Diesel engine | 0 | 0 | 0 | 0 | 0 | 0 | 0 | 0 | 0 | 0 | 0 | 0 | 0 | 0 | 0 | 0 | 0 | 0 | 0 | 0 | Diesel engine | 0 | 0 | 0 | 0 | 0 | 0 | 0 | 0 | 0 | 0 | 0 | 0 | 0 | 0 | 0 | 0 | 0 | 0 | 0 | 0 | Diesel engine | 0 | 0 | 0 | 0 | 0 | 0 | 0 | 0 | 0 | 0 | 0 | 0 | 0 | 0 | 0 | 0 | 0 | 0 | 0 | 0 | Diesel engine | 0 | 0 | 0 | 0 | 0 | 0 | 0 | 0 | 0 | 0 | 0 | 0 | 0 | 0 | 0 | 0 | 0 | 0 | 0 | 0
DSM | 0 | 0 | 0 | 0 | 0 | 0 | 0 | 0 | 0 | 0 | 0 | 0 | 0 | 0 | 0 | 0 | 0 | 0 | 0 | 0 | DSM | 0 | 0 | 0 | 0 | 0 | 0 | 0 | 0 | 0 | 0 | 0 | 0 | 0 | 0 | 0 | 0 | 0 | 0 | 0 | 0 | DSM | 0 | 0 | 0 | 0 | 0 | 0 | 0 | 0 | 0 | 0 | 0 | 0 | 0 | 0 | 0 | 0 | 0 | 0 | 0 | 0 | DSM | 0 | 0 | 0 | 0 | 0 | 0 | 0 | 0 | 0 | 0 | 0 | 0 | 0 | 0 | 0 | 0 | 0 | 0 | 0 | 0
Flexible gas | 0 | 0 | 0 | 0 | 0 | 0 | 0 | 0 | 0 | 0 | 0 | 0 | 0 | 0 | 0 | 0 | 0.049235 | 0.019694 | 0.019694 | 0 | Flexible gas | 0 | 0 | 0 | 0 | 0 | 0 | 0 | 0 | 0 | 0 | 0 | 0 | 0 | 0 | 0 | 0 | 0.009847 | 0 | 0 | 0 | Flexible gas | 0 | 0 | 0 | 1.93 | 6.2824 | 0 | 0 | 0 | 0 | 0 | 0 | 0 | 0 | 0 | 0 | 0 | 3.5646 | 0.009847 | 0.019694 | 0 | Flexible gas | 0 | 0 | 0 | 0.85669 | 66.5362 | 3.929 | 0 | 0 | 0 | 0 | 0 | 0 | 0 | 0 | 0 | 0 | 0.019694 | 0 | 0.029541 | 0
OCGT | 0 | 0 | 0 | 0 | 0 | 0 | 0 | 0 | 0 | 0 | 0 | 0 | 0 | 0 | 0 | 0 | 0 | 0 | 0 | 0 | OCGT | 0 | 0 | 0 | 0 | 0 | 0 | 0 | 0 | 0 | 0 | 0 | 0 | 0 | 0 | 0 | 0 | 0 | 0 | 0 | 0 | OCGT | 0 | 0 | 0 | 0 | 0 | 0 | 0 | 0 | 0 | 0 | 0 | 0 | 0 | 0 | 0 | 0 | 0 | 0 | 0 | 0 | OCGT | 0 | 0 | 0 | 0 | 0 | 0 | 0 | 0 | 0 | 0 | 0 | 0 | 0 | 0 | 0 | 0 | 0 | 0 | 0 | 0
Solar PV | 0 | 0 | 0.441 | 0 | 0 | 0 | 0 | 0 | 0 | 0 | 0 | 0 | 0 | 0 | 0 | 0 | 0.0098 | 5.8506 | 17.6596 | 0 | Solar PV | 0 | 0 | 0 | 0 | 0 | 0 | 0 | 0 | 0 | 0 | 0 | 0 | 0 | 0 | 0 | 0 | 0 | 0 | 0 | 0 | Solar PV | 0 | 0 | 0.0098 | 0 | 0 | 19.2178 | 12.1226 | 11.8188 | 28.3808 | 0 | 28.9492 | 0 | 0 | 0 | 0.4018 | 0 | 9.8588 | 17.7674 | 42.189 | 0.0098 | Solar PV | 0 | 0 | 0.0098 | 0 | 0 | 10.045 | 0 | 6.615 | 47.7946 | 16.4052 | 9.7314 | 4.263 | 0 | 0 | 240.8938 | 160.0536 | 328.3 | 0 | 0.0098 | 455.2786
Waste to energy | 0 | 0 | 0 | 0 | 0 | 0 | 0 | 0 | 0 | 0 | 0 | 0 | 0 | 0 | 0 | 0 | 0 | 0 | 0 | 0 | Waste to energy | 0 | 0 | 0 | 0 | 0 | 0 | 0 | 0 | 0 | 0 | 0 | 0 | 0 | 0 | 0 | 0 | 0 | 0 | 0 | 0 | Waste to energy | 0 | 0 | 0 | 0 | 0 | 0 | 0 | 0 | 0 | 0 | 0 | 0 | 0 | 0 | 0 | 0 | 0 | 0 | 0 | 0 | Waste to energy | 0 | 0 | 0 | 0 | 0 | 0 | 0 | 0 | 0 | 0 | 0 | 0 | 0 | 0 | 0 | 0 | 0 | 0 | 0 | 0
Economic exit | [20 empty] | Economic exit | [20 empty] | Economic exit | [20 empty] | Economic exit
Battery - 2hrs | 0 | 0 | 0 | 0 | 0 | 0 | 0 | 0 | 0 | 0 | 0 | 0 | 0 | 0 | 0 | 0 | 0 | 0 | 0 | 0 | Battery - 2hrs | 0 | 0 | 0 | 0 | 0 | 0 | 0 | 0 | 0 | 0 | 0 | 0 | 0 | 0 | 0 | 0 | 0 | 0 | 0 | 0 | Battery - 2hrs | 0 | 0 | 0 | 0 | 0 | 0 | 0 | 0 | 0 | 0 | 0 | 0 | 0 | 0 | 0 | 0 | 0 | 0 | 0 | 0 | Battery - 2hrs | 0 | 0 | 0 | 0 | 0 | 0 | 0 | 0 | 0 | 0 | 0 | 0 | 0 | 0 | 0 | 0 | 0 | 0 | 0 | 0
Battery - 4hrs | 0 | 0 | 0 | 0 | 0 | 0 | 0 | 0 | 0 | 0 | 0 | 0 | 0 | 0 | 0 | 0 | 0 | 0 | 0 | 0 | Battery - 4hrs | 0 | 0 | 0 | 0 | 0 | 0 | 0 | 0 | 0 | 0 | 0 | 0 | 0 | 0 | 0 | 0 | 0 | 0 | 0 | 0 | Battery - 4hrs | 0 | 0 | 0 | 0 | 0 | 0 | 0 | 0 | 0 | 0 | 0 | 0 | 0 | 0 | 0 | 0 | 0 | 0 | 0 | 0 | Battery - 4hrs | 0 | 0 | 0 | 0 | 0 | 0 | 0 | 0 | 0 | 0 | 0 | 0 | 0 | 0 | 0 | 0 | 0 | 0 | 0 | 0
Black coal | 0 | 0 | 0 | 0 | 0 | 0 | 0 | 0 | 0 | 0 | 0 | 0 | 0 | 0 | 0 | 0 | 0 | 0 | 0 | 0 | Black coal | 0 | 0 | 0 | 0 | 0 | 0 | 0 | 0 | 0 | 0 | 0 | 0 | 0 | 0 | 0 | 0 | 0 | 0 | 0 | 0 | Black coal | 0 | 0 | 0 | 0 | 0 | 0 | 0 | 0 | 0 | 0 | 0 | 0 | 0 | 0 | 0 | 0 | 0 | 0 | 0 | 0 | Black coal | 0 | 0 | 0 | 0 | 0 | 0 | 0 | 0 | 0 | 0 | 0 | 0 | 0 | 0 | 0 | 0 | 0 | 0 | 0 | 0
CCGT | 0 | 0 | 0 | 0 | 0 | 0 | 0 | 0 | 0 | 0 | 0 | 0 | 0 | 0 | 0 | 0 | 0 | 0 | 0 | 0 | CCGT | 0 | 0 | 0 | 0 | 0 | 0 | 0 | 0 | 0 | 0 | 0 | 0 | 0 | 0 | 0 | 0 | 0 | 0 | 0 | 0 | CCGT | 0 | 0 | 0 | 0 | 0 | 0 | 0 | 0 | 0 | 0 | 0 | 0 | 0 | 0 | 0 | 0 | 0 | 0 | 0 | 0 | CCGT | 0 | 0 | 0 | 0 | 0 | 0 | 0 | 0 | 0 | 0 | 0 | 0 | 0 | 0 | 0 | 0 | 0 | 0 | 0 | 0
Cogeneration | 0 | 0 | 0 | 0 | 0 | 0 | 0 | 0 | 0 | 0 | 0 | 0 | 0 | 0 | 0 | 0 | 0 | 0 | 0 | 0 | Cogeneration | 0 | 0 | 0 | 0 | 0 | 0 | 0 | 0 | 0 | 0 | 0 | 0 | 0 | 0 | 0 | 0 | 0 | 0 | 0 | 0 | Cogeneration | 0 | 0 | 0 | 0 | 0 | 0 | 0 | 0 | 0 | 0 | 0 | 0 | 0 | 0 | 0 | 0 | 0 | 0 | 0 | 0 | Cogeneration | 0 | 0 | 0 | 0 | 0 | 0 | 0 | 0 | 0 | 0 | 0 | 0 | 0 | 0 | 0 | 0 | 0 | 0 | 0 | 0
Diesel engine | 0 | 0 | 0 | 0 | 0 | 0 | 0 | 0 | 0 | 0 | 0 | 0 | 0 | 0 | 0 | 0 | 0 | 0 | 0 | 0 | Diesel engine | 0 | 0 | 0 | 0 | 0 | 0 | 0 | 0 | 0 | 0 | 0 | 0 | 0 | 0 | 0 | 0 | 0 | 0 | 0 | 0 | Diesel engine | 0 | 0 | 0 | 0 | 0 | 0 | 0 | 0 | 0 | 0 | 0 | 0 | 0 | 0 | 0 | 0 | 0 | 0 | 0 | 0 | Diesel engine | 0 | 0 | 0 | 0 | 0 | 0 | 0 | 0 | 0 | 0 | 0 | 0 | 0 | 0 | 0 | 0 | 0 | 0 | 0 | 0
DSM | 0 | 0 | 0 | 0 | 0 | 0 | 0 | 0 | 0 | 0 | 0 | 0 | 0 | 0 | 0 | 0 | 0 | 0 | 0 | 0 | DSM | 0 | 0 | 0 | 0 | 0 | 0 | 0 | 0 | 0 | 0 | 0 | 0 | 0 | 0 | 0 | 0 | 0 | 0 | 0 | 0 | DSM | 0 | 0 | 0 | 0 | 0 | 0 | 0 | 0 | 0 | 0 | 0 | 0 | 0 | 0 | 0 | 0 | 0 | 0 | 0 | 0 | DSM | 0 | 0 | 0 | 0 | 0 | 0 | 0 | 0 | 0 | 0 | 0 | 0 | 0 | 0 | 0 | 0 | 0 | 0 | 0 | 0
Flexible gas | 0 | 0 | 0 | 0 | 0 | 0 | 0 | 0 | 0 | 0 | 0 | 0 | 0 | 0 | 0 | 0 | 0 | 0 | 0 | 0 | Flexible gas | 0 | 0 | 0 | 0 | 0 | 0 | 0 | 0 | 0 | 0 | 0 | 0 | 0 | 0 | 0 | 0 | 0 | 0 | 0 | 0 | Flexible gas | 0 | 0 | 0 | 0 | 0 | 0 | 0 | 0 | 0 | 0 | 0 | 0 | 0 | 0 | 0 | 0 | 0 | 0 | 0 | 0 | Flexible gas | 0 | 0 | 0 | 0 | 0 | 0 | 0 | 0 | 0 | 0 | 0 | 0 | 0 | 0 | 0 | 0 | 0 | 0 | 0 | 0
OCGT | 0 | 0 | 0 | 0 | 0 | 0 | 0 | 0 | 0 | 0 | 0 | 0 | 0 | 0 | 0 | 0 | 0 | 0 | 0 | 0 | OCGT | 0 | 0 | 0 | 0 | 0 | 0 | 0 | 0 | 0 | 0 | 0 | 0 | 0 | 0 | 0 | 0 | 0 | 0 | 0 | 0 | OCGT | 0 | 0 | 0 | 0 | 0 | 0 | 0 | 0 | 0 | 0 | 0 | 0 | 0 | 0 | 0 | 0 | 0 | 0 | 0 | 0 | OCGT | 0 | 0 | 0 | 0 | 0 | 0 | 0 | 0 | 0 | 0 | 0 | 0 | 0 | 0 | 0 | 0 | 0 | 0 | 0 | 0
Solar PV | 0 | 0 | 0 | 0 | 0 | 0 | 0 | 0 | 0 | 0 | 0 | 0 | 0 | 0 | 0 | 0 | 0 | 0 | 0 | 0 | Solar PV | 0 | 0 | 0 | 0 | 0 | 0 | 0 | 0 | 0 | 0 | 0 | 0 | 0 | 0 | 0 | 0 | 0 | 0 | 0 | 0 | Solar PV | 0 | 0 | 0 | 0 | 0 | 0 | 0 | 0 | 0 | 0 | 0 | 0 | 0 | 0 | 0 | 0 | 0 | 0 | 0 | 0 | Solar PV | 0 | 0 | 0 | 0 | 0 | 0 | 0 | 0 | 0 | 0 | 0 | 0 | 0 | 0 | 0 | 0 | 0 | 0 | 0 | 0
Waste to energy | 0 | 0 | 0 | 0 | 0 | 0 | 0 | 0 | 0 | 0 | 0 | 0 | 0 | 0 | 0 | 0 | 0 | 0 | 0 | 0 | Waste to energy | 0 | 0 | 0 | 0 | 0 | 0 | 0 | 0 | 0 | 0 | 0 | 0 | 0 | 0 | 0 | 0 | 0 | 0 | 0 | 0 | Waste to energy | 0 | 0 | 0 | 0 | 0 | 0 | 0 | 0 | 0 | 0 | 0 | 0 | 0 | 0 | 0 | 0 | 0 | 0 | 0 | 0 | Waste to energy | 0 | 0 | 0 | 0 | 0 | 0 | 0 | 0 | 0 | 0 | 0 | 0 | 0 | 0 | 0 | 0 | 0 | 0 | 0 | 0
End of technical life closures | [20 empty] | End of technical life closures | [20 empty] | End of technical life closures | [20 empty] | End of technical life closures
Battery - 2hrs | 0 | 0 | 0 | 0 | 0 | 0 | 0 | 0 | 0 | 0 | 0 | 0 | 0 | 0 | 0 | -9.99 | 0 | -8.52 | 0 | 0 | Battery - 2hrs | 0 | 0 | 0 | 0 | 0 | 0 | 0 | 0 | 0 | 0 | 0 | 0 | 0 | 0 | 0 | 0 | -9.99 | -8.32 | 0 | 0 | Battery - 2hrs | 0 | 0 | 0 | 0 | 0 | 0 | 0 | 0 | 0 | 0 | 0 | 0 | 0 | 0 | 0 | -0.3 | 0 | 0 | 0 | 0 | Battery - 2hrs | 0 | 0 | 0 | 0 | 0 | 0 | 0 | 0 | 0 | 0 | 0 | 0 | 0 | 0 | 0 | -0.07 | 0 | 0 | 0 | 0
Battery - 4hrs | 0 | 0 | 0 | 0 | 0 | 0 | 0 | 0 | 0 | 0 | 0 | 0 | 0 | 0 | 0 | -0.01 | 0 | 0 | 0 | 0 | Battery - 4hrs | 0 | 0 | 0 | 0 | 0 | 0 | 0 | 0 | 0 | 0 | 0 | 0 | 0 | 0 | 0 | -0.01 | 0 | 0 | 0 | 0 | Battery - 4hrs | 0 | 0 | 0 | 0 | 0 | 0 | 0 | 0 | 0 | 0 | 0 | 0 | 0 | 0 | 0 | -0.02 | 0 | 0 | 0 | 0 | Battery - 4hrs | 0 | 0 | 0 | 0 | 0 | 0 | 0 | 0 | 0 | 0 | 0 | 0 | 0 | 0 | 0 | -0.03 | 0 | 0 | 0 | 0
Black coal | 0 | 0 | 0 | 0 | 0 | 0 | 0 | 0 | 0 | 0 | 0 | 0 | 0 | 0 | 0 | 0 | 0 | 0 | 0 | 0 | Black coal | 0 | 0 | 0 | 0 | 0 | 0 | 0 | 0 | 0 | 0 | 0 | 0 | 0 | 0 | 0 | 0 | 0 | 0 | 0 | 0 | Black coal | 0 | 0 | 0 | 0 | 0 | 0 | 0 | 0 | 0 | 0 | 0 | 0 | 0 | 0 | 0 | 0 | 0 | 0 | 0 | 0 | Black coal | 0 | 0 | 0 | 0 | 0 | 0 | 0 | 0 | 0 | 0 | 0 | 0 | 0 | 0 | 0 | 0 | 0 | 0 | 0 | 0
CCGT | 0 | 0 | 0 | 0 | 0 | 0 | 0 | 0 | 0 | 0 | 0 | 0 | 0 | 0 | 0 | 0 | 0 | 0 | 0 | 0 | CCGT | 0 | 0 | 0 | 0 | 0 | 0 | 0 | 0 | 0 | 0 | 0 | 0 | 0 | 0 | 0 | 0 | 0 | 0 | 0 | 0 | CCGT | 0 | 0 | 0 | 0 | 0 | 0 | 0 | 0 | 0 | 0 | 0 | 0 | 0 | 0 | 0 | 0 | 0 | 0 | 0 | 0 | CCGT | 0 | 0 | 0 | 0 | 0 | 0 | 0 | 0 | 0 | 0 | 0 | 0 | 0 | 0 | 0 | 0 | 0 | 0 | 0 | 0
Cogeneration | 0 | 0 | 0 | 0 | 0 | 0 | 0 | 0 | 0 | 0 | 0 | 0 | 0 | 0 | 0 | 0 | 0 | 0 | 0 | 0 | Cogeneration | 0 | 0 | 0 | 0 | 0 | 0 | 0 | 0 | 0 | 0 | 0 | 0 | 0 | 0 | 0 | 0 | 0 | 0 | 0 | 0 | Cogeneration | 0 | 0 | 0 | 0 | 0 | 0 | 0 | 0 | 0 | 0 | 0 | 0 | 0 | 0 | 0 | 0 | 0 | 0 | 0 | 0 | Cogeneration | 0 | 0 | 0 | 0 | 0 | 0 | 0 | 0 | 0 | 0 | 0 | 0 | 0 | 0 | 0 | 0 | 0 | 0 | 0 | 0
Diesel engine | 0 | 0 | 0 | 0 | 0 | 0 | 0 | 0 | 0 | 0 | 0 | 0 | 0 | 0 | 0 | 0 | 0 | 0 | 0 | 0 | Diesel engine | 0 | 0 | 0 | 0 | 0 | 0 | 0 | 0 | 0 | 0 | 0 | 0 | 0 | 0 | 0 | 0 | 0 | 0 | 0 | 0 | Diesel engine | 0 | 0 | 0 | 0 | 0 | 0 | 0 | 0 | 0 | 0 | 0 | 0 | 0 | 0 | 0 | 0 | 0 | 0 | 0 | 0 | Diesel engine | 0 | 0 | 0 | 0 | 0 | 0 | 0 | 0 | 0 | 0 | 0 | 0 | 0 | 0 | 0 | 0 | 0 | 0 | 0 | 0
DSM | 0 | 0 | 0 | 0 | 0 | 0 | 0 | 0 | 0 | 0 | 0 | 0 | 0 | 0 | 0 | 0 | 0 | 0 | 0 | 0 | DSM | 0 | 0 | 0 | 0 | 0 | 0 | 0 | 0 | 0 | 0 | 0 | 0 | 0 | 0 | 0 | 0 | 0 | 0 | 0 | 0 | DSM | 0 | 0 | 0 | 0 | 0 | 0 | 0 | 0 | 0 | 0 | 0 | 0 | 0 | 0 | 0 | 0 | 0 | 0 | 0 | 0 | DSM | 0 | 0 | 0 | 0 | 0 | 0 | 0 | 0 | 0 | 0 | 0 | 0 | 0 | 0 | 0 | 0 | 0 | 0 | 0 | 0
Flexible gas | 0 | 0 | 0 | 0 | 0 | 0 | 0 | 0 | 0 | 0 | 0 | 0 | 0 | 0 | 0 | 0 | 0 | 0 | 0 | 0 | Flexible gas | 0 | 0 | 0 | 0 | 0 | 0 | 0 | 0 | 0 | 0 | 0 | 0 | 0 | 0 | 0 | 0 | 0 | 0 | 0 | 0 | Flexible gas | 0 | 0 | 0 | 0 | 0 | 0 | 0 | 0 | 0 | 0 | 0 | 0 | 0 | 0 | 0 | 0 | 0 | 0 | 0 | 0 | Flexible gas | 0 | 0 | 0 | 0 | 0 | 0 | 0 | 0 | 0 | 0 | 0 | 0 | 0 | 0 | 0 | 0 | 0 | 0 | 0 | 0
OCGT | 0 | 0 | 0 | 0 | 0 | 0 | 0 | 0 | 0 | 0 | 0 | 0 | 0 | 0 | 0 | 0 | 0 | 0 | 0 | 0 | OCGT | 0 | 0 | 0 | 0 | 0 | 0 | 0 | 0 | 0 | 0 | 0 | 0 | 0 | 0 | 0 | 0 | 0 | 0 | 0 | 0 | OCGT | 0 | 0 | 0 | 0 | 0 | 0 | 0 | 0 | 0 | 0 | 0 | 0 | 0 | 0 | 0 | 0 | 0 | 0 | 0 | 0 | OCGT | 0 | 0 | 0 | 0 | 0 | 0 | 0 | 0 | 0 | 0 | 0 | 0 | 0 | 0 | 0 | 0 | 0 | 0 | 0 | 0
Solar PV | 0 | 0 | 0 | 0 | 0 | 0 | 0 | 0 | 0 | 0 | 0 | 0 | 0 | 0 | 0 | 0 | 0 | 0 | 0 | 0 | Solar PV | 0 | 0 | 0 | 0 | 0 | 0 | 0 | 0 | 0 | 0 | 0 | 0 | 0 | 0 | 0 | 0 | 0 | 0 | 0 | 0 | Solar PV | 0 | 0 | 0 | 0 | 0 | 0 | 0 | 0 | 0 | 0 | 0 | 0 | 0 | 0 | 0 | 0 | 0 | 0 | 0 | 0 | Solar PV | 0 | 0 | 0 | 0 | 0 | 0 | 0 | 0 | 0 | 0 | 0 | 0 | 0 | 0 | 0 | 0 | 0 | 0 | 0 | 0
Waste to energy | 0 | 0 | 0 | 0 | 0 | 0 | 0 | 0 | 0 | 0 | 0 | 0 | 0 | 0 | 0 | 0 | 0 | 0 | 0 | 0 | Waste to energy | 0 | 0 | 0 | 0 | 0 | 0 | 0 | 0 | 0 | 0 | 0 | 0 | 0 | 0 | 0 | 0 | 0 | 0 | 0 | 0 | Waste to energy | 0 | 0 | 0 | 0 | 0 | 0 | 0 | 0 | 0 | 0 | 0 | 0 | 0 | 0 | 0 | 0 | 0 | 0 | 0 | 0 | Waste to energy | 0 | 0 | 0 | 0 | 0 | 0 | 0 | 0 | 0 | 0 | 0 | 0 | 0 | 0 | 0 | 0 | 0 | 0 | 0 | 0
Mid West | [20 empty] | Mid West | [20 empty] | Mid West | [20 empty] | Mid West
Additions | [20 empty] | Additions | [20 empty] | Additions | [20 empty] | Additions
Battery - 2hrs | 0.16 | 0 | 0 | 0 | 0 | 0.01 | 0.27 | 0.12 | 0 | 0 | 0.23 | 0.31 | 0 | 0.01 | 0 | 0 | 0 | 0 | 0 | 0 | Battery - 2hrs | 0 | 1.43 | 6.96 | 0 | 0 | 0.07 | 0 | 0.41 | 0 | 0 | 0 | 0 | 0 | 0 | 0 | 0 | 0 | 0 | 0 | 0 | Battery - 2hrs | 0.16 | 0 | 0 | 0 | 0 | 0 | 0 | 0 | 0 | 0 | 0 | 0 | 0 | 0 | 0 | 0.11 | 0.02 | 0 | 0 | 0 | Battery - 2hrs | 0.05 | 0 | 0 | 0 | 0 | 0 | 0 | 0 | 0.14 | 0 | 0.05 | 0 | 0 | 0 | 0 | 0 | 0 | 0 | 0 | 0
Battery - 4hrs | 0.01 | 0 | 0 | 0 | 0 | 0 | 0.01 | 0.01 | 0 | 0 | 0.01 | 0 | 0.01 | 0.24 | 0.05 | 0.84 | 13.59 | 0 | 0 | 0 | Battery - 4hrs | 0.01 | 0 | 0 | 0 | 0 | 0.01 | 0 | 0.06 | 0.42 | 0 | 0.27 | 0.03 | 0.36 | 88.31 | 0.07 | 0 | 1.43 | 6.96 | 0 | 0 | Battery - 4hrs | 0.02 | 0 | 0 | 0 | 0 | 10.04 | 0.12 | 0 | 0 | 0 | 0.12 | 0.13 | 0.12 | 1.84 | 0 | 14.06 | 1.35 | 0 | 0 | 0 | Battery - 4hrs | 0.02 | 0 | 0 | 0 | 0 | 0.01 | 0 | 0 | 0.81 | 0 | 1.39 | 0 | 0 | 0.03 | 0 | 0.01 | 654.83 | 0 | 0.01 | 107.13
Black coal | 0 | 0 | 0 | 0 | 0 | 0 | 0 | 0 | 0 | 0 | 0 | 0 | 0 | 0 | 0 | 0 | 0 | 0 | 0 | 0 | Black coal | 0 | 0 | 0 | 0 | 0 | 0 | 0 | 0 | 0 | 0 | 0 | 0 | 0 | 0 | 0 | 0 | 0 | 0 | 0 | 0 | Black coal | 0 | 0 | 0 | 0 | 0 | 0 | 0 | 0 | 0 | 0 | 0 | 0 | 0 | 0 | 0 | 0 | 0 | 0 | 0 | 0 | Black coal | 0 | 0 | 0 | 0 | 0 | 0 | 0 | 0 | 0 | 0 | 0 | 0 | 0 | 0 | 0 | 0 | 0 | 0 | 0 | 0
CCGT | 0 | 0 | 0 | 0 | 0 | 0 | 0 | 0 | 0 | 0 | 0 | 0 | 0 | 0 | 0 | 0 | 0 | 0 | 0 | 0 | CCGT | 0 | 0 | 0 | 0 | 0 | 0 | 0 | 0 | 0 | 0 | 0 | 0 | 0 | 0 | 0 | 0 | 0 | 0 | 0 | 0 | CCGT | 0 | 0 | 0 | 0.009749 | 0 | 0 | 0 | 0 | 0 | 0 | 0 | 0 | 0 | 0 | 0 | 0 | 0 | 0 | 0 | 0 | CCGT | 0 | 0 | 0 | 0.009749 | 0 | 0 | 0 | 0 | 0 | 0 | 0 | 0 | 0 | 0 | 0 | 0 | 0 | 0 | 0 | 0
Cogeneration | 0 | 0 | 0 | 0 | 0 | 0 | 0 | 0 | 0 | 0 | 0 | 0 | 0 | 0 | 0 | 0 | 0 | 0 | 0 | 0 | Cogeneration | 0 | 0 | 0 | 0 | 0 | 0 | 0 | 0 | 0 | 0 | 0 | 0 | 0 | 0 | 0 | 0 | 0 | 0 | 0 | 0 | Cogeneration | 0 | 0 | 0 | 0 | 0 | 0 | 0 | 0 | 0 | 0 | 0 | 0 | 0 | 0 | 0 | 0 | 0 | 0 | 0 | 0 | Cogeneration | 0 | 0 | 0 | 0 | 0 | 0 | 0 | 0 | 0 | 0 | 0 | 0 | 0 | 0 | 0 | 0 | 0 | 0 | 0 | 0
Diesel engine | 0 | 0 | 0 | 0 | 0 | 0 | 0 | 0 | 0 | 0 | 0 | 0 | 0 | 0 | 0 | 0 | 0 | 0 | 0 | 0 | Diesel engine | 0 | 0 | 0 | 0 | 0 | 0 | 0 | 0 | 0 | 0 | 0 | 0 | 0 | 0 | 0 | 0 | 0 | 0 | 0 | 0 | Diesel engine | 0 | 0 | 0 | 0 | 0 | 0 | 0 | 0 | 0 | 0 | 0 | 0 | 0 | 0 | 0 | 0 | 0 | 0 | 0 | 0 | Diesel engine | 0 | 0 | 0 | 0 | 0 | 0 | 0 | 0 | 0 | 0 | 0 | 0 | 0 | 0 | 0 | 0 | 0 | 0 | 0 | 0
DSM | 0 | 0 | 0 | 0 | 0 | 0 | 0 | 0 | 0 | 0 | 0 | 0 | 0 | 0 | 0 | 0 | 0 | 0 | 0 | 0 | DSM | 0 | 0 | 0 | 0 | 0 | 0 | 0 | 0 | 0 | 0 | 0 | 0 | 0 | 0 | 0 | 0 | 0 | 0 | 0 | 0 | DSM | 0 | 0 | 0 | 0 | 0 | 0 | 0 | 0 | 0 | 0 | 0 | 0 | 0 | 0 | 0 | 0 | 0 | 0 | 0 | 0 | DSM | 0 | 0 | 0 | 0 | 0 | 0 | 0 | 0 | 0 | 0 | 0 | 0 | 0 | 0 | 0 | 0 | 0 | 0 | 0 | 0
Flexible gas | 0 | 0 | 0 | 0 | 0 | 0 | 0 | 0 | 0 | 0 | 0 | 0 | 0 | 0 | 0 | 0 | 0.11816 | 0 | 0 | 0 | Flexible gas | 0 | 0 | 0 | 0 | 0 | 0 | 0 | 0 | 0 | 0 | 0 | 0 | 0 | 0 | 0 | 0 | 0.009847 | 0 | 0 | 0 | Flexible gas | 0 | 0 | 0 | 0.28556 | 0.059082 | 0 | 0 | 0 | 0 | 0 | 0 | 0 | 0 | 0 | 0 | 0 | 0.009847 | 0 | 0.009847 | 0 | Flexible gas | 0 | 0 | 0 | 0.088623 | 0.10832 | 0 | 0 | 0 | 0.029541 | 0.039388 | 0.029541 | 0.029541 | 0 | 0.049235 | 0 | 0 | 0.059082 | 0 | 0.068929 | 0
OCGT | 0 | 0 | 0 | 0 | 0 | 0 | 0 | 0 | 0 | 0 | 0 | 0 | 0 | 0 | 0 | 0 | 0 | 0 | 0 | 0 | OCGT | 0 | 0 | 0 | 0 | 0 | 0 | 0 | 0 | 0 | 0 | 0 | 0 | 0 | 0 | 0 | 0 | 0 | 0 | 0 | 0 | OCGT | 0 | 0 | 0 | 0 | 0 | 0 | 0 | 0 | 0 | 0 | 0 | 0 | 0 | 0 | 0 | 0 | 0 | 0 | 0 | 0 | OCGT | 0 | 0 | 0 | 0 | 0 | 0 | 0 | 0 | 0 | 0 | 0 | 0 | 0 | 0 | 0 | 0 | 0 | 0 | 0 | 0
Solar PV | 0 | 0 | 0.0098 | 0 | 0.6664 | 0 | 0 | 0 | 0 | 0 | 0 | 0 | 0 | 0 | 0 | 0 | 56.6636 | 0 | 0 | 0 | Solar PV | 0 | 0 | 0.0882 | 0 | 0 | 0 | 0 | 0 | 0 | 0 | 0 | 0 | 0 | 0 | 0 | 0 | 0 | 0 | 0 | 0 | Solar PV | 0 | 0 | 0.0098 | 0 | 0 | 7.4186 | 0.0196 | 0 | 0.1078 | 0 | 0 | 0 | 0 | 0 | 0 | 0 | 479.9158 | 105.399 | 87.2298 | 0 | Solar PV | 0 | 0 | 0.0098 | 0 | 0 | 0.1666 | 0.0196 | 8.0654 | 134.1228 | 0.0098 | 0 | 0 | 0 | 68.4236 | 0 | 48.2454 | 1927.1014 | 0 | 51.3422 | 554.6408
Waste to energy | 0 | 0 | 0 | 0 | 0 | 0 | 0 | 0 | 0 | 0 | 0 | 0 | 0 | 0 | 0 | 0 | 0 | 0 | 0 | 0 | Waste to energy | 0 | 0 | 0 | 0 | 0 | 0 | 0 | 0 | 0 | 0 | 0 | 0 | 0 | 0 | 0 | 0 | 0 | 0 | 0 | 0 | Waste to energy | 0 | 0 | 0 | 0 | 0 | 0 | 0 | 0 | 0 | 0 | 0 | 0 | 0 | 0 | 0 | 0 | 0 | 0 | 0 | 0 | Waste to energy | 0 | 0 | 0 | 0 | 0 | 0 | 0 | 0 | 0 | 0 | 0 | 0 | 0 | 0 | 0 | 0 | 0 | 0 | 0 | 0
Economic exit | [20 empty] | Economic exit | [20 empty] | Economic exit | [20 empty] | Economic exit
Battery - 2hrs | 0 | 0 | 0 | 0 | 0 | 0 | 0 | 0 | 0 | 0 | 0 | 0 | 0 | 0 | 0 | 0 | 0 | 0 | 0 | 0 | Battery - 2hrs | 0 | 0 | 0 | 0 | 0 | 0 | 0 | 0 | 0 | 0 | 0 | 0 | 0 | 0 | 0 | 0 | 0 | 0 | 0 | 0 | Battery - 2hrs | 0 | 0 | 0 | 0 | 0 | 0 | 0 | 0 | 0 | 0 | 0 | 0 | 0 | 0 | 0 | 0 | 0 | 0 | 0 | 0 | Battery - 2hrs | 0 | 0 | 0 | 0 | 0 | 0 | 0 | 0 | 0 | 0 | 0 | 0 | 0 | 0 | 0 | 0 | 0 | 0 | 0 | 0
Battery - 4hrs | 0 | 0 | 0 | 0 | 0 | 0 | 0 | 0 | 0 | 0 | 0 | 0 | 0 | 0 | 0 | 0 | 0 | 0 | 0 | 0 | Battery - 4hrs | 0 | 0 | 0 | 0 | 0 | 0 | 0 | 0 | 0 | 0 | 0 | 0 | 0 | 0 | 0 | 0 | 0 | 0 | 0 | 0 | Battery - 4hrs | 0 | 0 | 0 | 0 | 0 | 0 | 0 | 0 | 0 | 0 | 0 | 0 | 0 | 0 | 0 | 0 | 0 | 0 | 0 | 0 | Battery - 4hrs | 0 | 0 | 0 | 0 | 0 | 0 | 0 | 0 | 0 | 0 | 0 | 0 | 0 | 0 | 0 | 0 | 0 | 0 | 0 | 0
Black coal | 0 | 0 | 0 | 0 | 0 | 0 | 0 | 0 | 0 | 0 | 0 | 0 | 0 | 0 | 0 | 0 | 0 | 0 | 0 | 0 | Black coal | 0 | 0 | 0 | 0 | 0 | 0 | 0 | 0 | 0 | 0 | 0 | 0 | 0 | 0 | 0 | 0 | 0 | 0 | 0 | 0 | Black coal | 0 | 0 | 0 | 0 | 0 | 0 | 0 | 0 | 0 | 0 | 0 | 0 | 0 | 0 | 0 | 0 | 0 | 0 | 0 | 0 | Black coal | 0 | 0 | 0 | 0 | 0 | 0 | 0 | 0 | 0 | 0 | 0 | 0 | 0 | 0 | 0 | 0 | 0 | 0 | 0 | 0
CCGT | 0 | 0 | 0 | 0 | 0 | 0 | 0 | 0 | 0 | 0 | 0 | 0 | 0 | 0 | 0 | 0 | 0 | 0 | 0 | 0 | CCGT | 0 | 0 | 0 | 0 | 0 | 0 | 0 | 0 | 0 | 0 | 0 | 0 | 0 | 0 | 0 | 0 | 0 | 0 | 0 | 0 | CCGT | 0 | 0 | 0 | 0 | 0 | 0 | 0 | 0 | 0 | 0 | 0 | 0 | 0 | 0 | 0 | 0 | 0 | 0 | 0 | 0 | CCGT | 0 | 0 | 0 | 0 | 0 | 0 | 0 | 0 | 0 | 0 | 0 | 0 | 0 | 0 | 0 | 0 | 0 | 0 | 0 | 0
Cogeneration | 0 | 0 | 0 | 0 | 0 | 0 | 0 | 0 | 0 | 0 | 0 | 0 | 0 | 0 | 0 | 0 | 0 | 0 | 0 | 0 | Cogeneration | 0 | 0 | 0 | 0 | 0 | 0 | 0 | 0 | 0 | 0 | 0 | 0 | 0 | 0 | 0 | 0 | 0 | 0 | 0 | 0 | Cogeneration | 0 | 0 | 0 | 0 | 0 | 0 | 0 | 0 | 0 | 0 | 0 | 0 | 0 | 0 | 0 | 0 | 0 | 0 | 0 | 0 | Cogeneration | 0 | 0 | 0 | 0 | 0 | 0 | 0 | 0 | 0 | 0 | 0 | 0 | 0 | 0 | 0 | 0 | 0 | 0 | 0 | 0
Diesel engine | 0 | 0 | 0 | 0 | 0 | 0 | 0 | 0 | 0 | 0 | 0 | 0 | 0 | 0 | 0 | 0 | 0 | 0 | 0 | 0 | Diesel engine | 0 | 0 | 0 | 0 | 0 | 0 | 0 | 0 | 0 | 0 | 0 | 0 | 0 | 0 | 0 | 0 | 0 | 0 | 0 | 0 | Diesel engine | 0 | 0 | 0 | 0 | 0 | 0 | 0 | 0 | 0 | 0 | 0 | 0 | 0 | 0 | 0 | 0 | 0 | 0 | 0 | 0 | Diesel engine | 0 | 0 | 0 | 0 | 0 | 0 | 0 | 0 | 0 | 0 | 0 | 0 | 0 | 0 | 0 | 0 | 0 | 0 | 0 | 0
DSM | 0 | 0 | 0 | 0 | 0 | 0 | 0 | 0 | 0 | 0 | 0 | 0 | 0 | 0 | 0 | 0 | 0 | 0 | 0 | 0 | DSM | 0 | 0 | 0 | 0 | 0 | 0 | 0 | 0 | 0 | 0 | 0 | 0 | 0 | 0 | 0 | 0 | 0 | 0 | 0 | 0 | DSM | 0 | 0 | 0 | 0 | 0 | 0 | 0 | 0 | 0 | 0 | 0 | 0 | 0 | 0 | 0 | 0 | 0 | 0 | 0 | 0 | DSM | 0 | 0 | 0 | 0 | 0 | 0 | 0 | 0 | 0 | 0 | 0 | 0 | 0 | 0 | 0 | 0 | 0 | 0 | 0 | 0
Flexible gas | 0 | 0 | 0 | 0 | 0 | 0 | 0 | 0 | 0 | 0 | 0 | 0 | 0 | 0 | 0 | 0 | 0 | 0 | 0 | 0 | Flexible gas | 0 | 0 | 0 | 0 | 0 | 0 | 0 | 0 | 0 | 0 | 0 | 0 | 0 | 0 | 0 | 0 | 0 | 0 | 0 | 0 | Flexible gas | 0 | 0 | 0 | 0 | 0 | 0 | 0 | 0 | 0 | 0 | 0 | 0 | 0 | 0 | 0 | 0 | 0 | 0 | 0 | 0 | Flexible gas | 0 | 0 | 0 | 0 | 0 | 0 | 0 | 0 | 0 | 0 | 0 | 0 | 0 | 0 | 0 | 0 | 0 | 0 | 0 | 0
OCGT | 0 | 0 | 0 | 0 | 0 | 0 | 0 | 0 | 0 | 0 | 0 | 0 | 0 | 0 | 0 | 0 | 0 | 0 | 0 | 0 | OCGT | 0 | 0 | 0 | 0 | 0 | 0 | 0 | 0 | 0 | 0 | 0 | 0 | 0 | 0 | 0 | 0 | 0 | 0 | 0 | 0 | OCGT | 0 | 0 | 0 | 0 | 0 | 0 | 0 | 0 | 0 | 0 | 0 | 0 | 0 | 0 | 0 | 0 | 0 | 0 | 0 | 0 | OCGT | 0 | 0 | 0 | 0 | 0 | 0 | 0 | 0 | 0 | 0 | 0 | 0 | 0 | 0 | 0 | 0 | 0 | 0 | 0 | 0
Solar PV | 0 | 0 | 0 | 0 | 0 | 0 | 0 | 0 | 0 | 0 | 0 | 0 | 0 | 0 | 0 | 0 | 0 | 0 | 0 | 0 | Solar PV | 0 | 0 | 0 | 0 | 0 | 0 | 0 | 0 | 0 | 0 | 0 | 0 | 0 | 0 | 0 | 0 | 0 | 0 | 0 | 0 | Solar PV | 0 | 0 | 0 | 0 | 0 | 0 | 0 | 0 | 0 | 0 | 0 | 0 | 0 | 0 | 0 | 0 | 0 | 0 | 0 | 0 | Solar PV | 0 | 0 | 0 | 0 | 0 | 0 | 0 | 0 | 0 | 0 | 0 | 0 | 0 | 0 | 0 | 0 | 0 | 0 | 0 | 0
Waste to energy | 0 | 0 | 0 | 0 | 0 | 0 | 0 | 0 | 0 | 0 | 0 | 0 | 0 | 0 | 0 | 0 | 0 | 0 | 0 | 0 | Waste to energy | 0 | 0 | 0 | 0 | 0 | 0 | 0 | 0 | 0 | 0 | 0 | 0 | 0 | 0 | 0 | 0 | 0 | 0 | 0 | 0 | Waste to energy | 0 | 0 | 0 | 0 | 0 | 0 | 0 | 0 | 0 | 0 | 0 | 0 | 0 | 0 | 0 | 0 | 0 | 0 | 0 | 0 | Waste to energy | 0 | 0 | 0 | 0 | 0 | 0 | 0 | 0 | 0 | 0 | 0 | 0 | 0 | 0 | 0 | 0 | 0 | 0 | 0 | 0
End of technical life closures | [20 empty] | End of technical life closures | [20 empty] | End of technical life closures | [20 empty] | End of technical life closures
Battery - 2hrs | 0 | 0 | 0 | 0 | 0 | 0 | 0 | 0 | 0 | 0 | 0 | 0 | 0 | 0 | 0 | -0.16 | 0 | 0 | 0 | 0 | Battery - 2hrs | 0 | 0 | 0 | 0 | 0 | 0 | 0 | 0 | 0 | 0 | 0 | 0 | 0 | 0 | 0 | 0 | -1.43 | -6.96 | 0 | 0 | Battery - 2hrs | 0 | 0 | 0 | 0 | 0 | 0 | 0 | 0 | 0 | 0 | 0 | 0 | 0 | 0 | 0 | -0.16 | 0 | 0 | 0 | 0 | Battery - 2hrs | 0 | 0 | 0 | 0 | 0 | 0 | 0 | 0 | 0 | 0 | 0 | 0 | 0 | 0 | 0 | -0.05 | 0 | 0 | 0 | 0
Battery - 4hrs | 0 | 0 | 0 | 0 | 0 | 0 | 0 | 0 | 0 | 0 | 0 | 0 | 0 | 0 | 0 | -0.01 | 0 | 0 | 0 | 0 | Battery - 4hrs | 0 | 0 | 0 | 0 | 0 | 0 | 0 | 0 | 0 | 0 | 0 | 0 | 0 | 0 | 0 | -0.01 | 0 | 0 | 0 | 0 | Battery - 4hrs | 0 | 0 | 0 | 0 | 0 | 0 | 0 | 0 | 0 | 0 | 0 | 0 | 0 | 0 | 0 | -0.02 | 0 | 0 | 0 | 0 | Battery - 4hrs | 0 | 0 | 0 | 0 | 0 | 0 | 0 | 0 | 0 | 0 | 0 | 0 | 0 | 0 | 0 | -0.02 | 0 | 0 | 0 | 0
Black coal | 0 | 0 | 0 | 0 | 0 | 0 | 0 | 0 | 0 | 0 | 0 | 0 | 0 | 0 | 0 | 0 | 0 | 0 | 0 | 0 | Black coal | 0 | 0 | 0 | 0 | 0 | 0 | 0 | 0 | 0 | 0 | 0 | 0 | 0 | 0 | 0 | 0 | 0 | 0 | 0 | 0 | Black coal | 0 | 0 | 0 | 0 | 0 | 0 | 0 | 0 | 0 | 0 | 0 | 0 | 0 | 0 | 0 | 0 | 0 | 0 | 0 | 0 | Black coal | 0 | 0 | 0 | 0 | 0 | 0 | 0 | 0 | 0 | 0 | 0 | 0 | 0 | 0 | 0 | 0 | 0 | 0 | 0 | 0
CCGT | 0 | 0 | 0 | 0 | 0 | 0 | 0 | 0 | 0 | 0 | 0 | 0 | 0 | 0 | 0 | 0 | 0 | 0 | 0 | 0 | CCGT | 0 | 0 | 0 | 0 | 0 | 0 | 0 | 0 | 0 | 0 | 0 | 0 | 0 | 0 | 0 | 0 | 0 | 0 | 0 | 0 | CCGT | 0 | 0 | 0 | 0 | 0 | 0 | 0 | 0 | 0 | 0 | 0 | 0 | 0 | 0 | 0 | 0 | 0 | 0 | 0 | 0 | CCGT | 0 | 0 | 0 | 0 | 0 | 0 | 0 | 0 | 0 | 0 | 0 | 0 | 0 | 0 | 0 | 0 | 0 | 0 | 0 | 0
Cogeneration | 0 | 0 | 0 | 0 | 0 | 0 | 0 | 0 | 0 | 0 | 0 | 0 | 0 | 0 | 0 | 0 | 0 | 0 | 0 | 0 | Cogeneration | 0 | 0 | 0 | 0 | 0 | 0 | 0 | 0 | 0 | 0 | 0 | 0 | 0 | 0 | 0 | 0 | 0 | 0 | 0 | 0 | Cogeneration | 0 | 0 | 0 | 0 | 0 | 0 | 0 | 0 | 0 | 0 | 0 | 0 | 0 | 0 | 0 | 0 | 0 | 0 | 0 | 0 | Cogeneration | 0 | 0 | 0 | 0 | 0 | 0 | 0 | 0 | 0 | 0 | 0 | 0 | 0 | 0 | 0 | 0 | 0 | 0 | 0 | 0
Diesel engine | 0 | 0 | 0 | 0 | 0 | 0 | 0 | 0 | 0 | 0 | 0 | 0 | 0 | 0 | 0 | 0 | 0 | 0 | 0 | 0 | Diesel engine | 0 | 0 | 0 | 0 | 0 | 0 | 0 | 0 | 0 | 0 | 0 | 0 | 0 | 0 | 0 | 0 | 0 | 0 | 0 | 0 | Diesel engine | 0 | 0 | 0 | 0 | 0 | 0 | 0 | 0 | 0 | 0 | 0 | 0 | 0 | 0 | 0 | 0 | 0 | 0 | 0 | 0 | Diesel engine | 0 | 0 | 0 | 0 | 0 | 0 | 0 | 0 | 0 | 0 | 0 | 0 | 0 | 0 | 0 | 0 | 0 | 0 | 0 | 0
DSM | 0 | 0 | 0 | 0 | 0 | 0 | 0 | 0 | 0 | 0 | 0 | 0 | 0 | 0 | 0 | 0 | 0 | 0 | 0 | 0 | DSM | 0 | 0 | 0 | 0 | 0 | 0 | 0 | 0 | 0 | 0 | 0 | 0 | 0 | 0 | 0 | 0 | 0 | 0 | 0 | 0 | DSM | 0 | 0 | 0 | 0 | 0 | 0 | 0 | 0 | 0 | 0 | 0 | 0 | 0 | 0 | 0 | 0 | 0 | 0 | 0 | 0 | DSM | 0 | 0 | 0 | 0 | 0 | 0 | 0 | 0 | 0 | 0 | 0 | 0 | 0 | 0 | 0 | 0 | 0 | 0 | 0 | 0
Flexible gas | 0 | 0 | 0 | 0 | 0 | 0 | 0 | 0 | 0 | 0 | 0 | 0 | 0 | 0 | 0 | 0 | 0 | 0 | 0 | 0 | Flexible gas | 0 | 0 | 0 | 0 | 0 | 0 | 0 | 0 | 0 | 0 | 0 | 0 | 0 | 0 | 0 | 0 | 0 | 0 | 0 | 0 | Flexible gas | 0 | 0 | 0 | 0 | 0 | 0 | 0 | 0 | 0 | 0 | 0 | 0 | 0 | 0 | 0 | 0 | 0 | 0 | 0 | 0 | Flexible gas | 0 | 0 | 0 | 0 | 0 | 0 | 0 | 0 | 0 | 0 | 0 | 0 | 0 | 0 | 0 | 0 | 0 | 0 | 0 | 0
OCGT | 0 | 0 | 0 | 0 | 0 | 0 | 0 | 0 | 0 | 0 | 0 | 0 | 0 | 0 | 0 | 0 | 0 | 0 | 0 | 0 | OCGT | 0 | 0 | 0 | 0 | 0 | 0 | 0 | 0 | 0 | 0 | 0 | 0 | 0 | 0 | 0 | 0 | 0 | 0 | 0 | 0 | OCGT | 0 | 0 | 0 | 0 | 0 | 0 | 0 | 0 | 0 | 0 | 0 | 0 | 0 | 0 | 0 | 0 | 0 | 0 | 0 | 0 | OCGT | 0 | 0 | 0 | 0 | 0 | 0 | 0 | 0 | 0 | 0 | 0 | 0 | 0 | 0 | 0 | 0 | 0 | 0 | 0 | 0
Solar PV | 0 | 0 | 0 | 0 | 0 | 0 | 0 | 0 | 0 | 0 | 0 | 0 | 0 | 0 | 0 | 0 | 0 | 0 | 0 | 0 | Solar PV | 0 | 0 | 0 | 0 | 0 | 0 | 0 | 0 | 0 | 0 | 0 | 0 | 0 | 0 | 0 | 0 | 0 | 0 | 0 | 0 | Solar PV | 0 | 0 | 0 | 0 | 0 | 0 | 0 | 0 | 0 | 0 | 0 | 0 | 0 | 0 | 0 | 0 | 0 | 0 | 0 | 0 | Solar PV | 0 | 0 | 0 | 0 | 0 | 0 | 0 | 0 | 0 | 0 | 0 | 0 | 0 | 0 | 0 | 0 | 0 | 0 | 0 | 0
Waste to energy | 0 | 0 | 0 | 0 | 0 | 0 | 0 | 0 | 0 | 0 | 0 | 0 | 0 | 0 | 0 | 0 | 0 | 0 | 0 | 0 | Waste to energy | 0 | 0 | 0 | 0 | 0 | 0 | 0 | 0 | 0 | 0 | 0 | 0 | 0 | 0 | 0 | 0 | 0 | 0 | 0 | 0 | Waste to energy | 0 | 0 | 0 | 0 | 0 | 0 | 0 | 0 | 0 | 0 | 0 | 0 | 0 | 0 | 0 | 0 | 0 | 0 | 0 | 0 | Waste to energy | 0 | 0 | 0 | 0 | 0 | 0 | 0 | 0 | 0 | 0 | 0 | 0 | 0 | 0 | 0 | 0 | 0 | 0 | 0 | 0
Neerabup | [20 empty] | Neerabup | [20 empty] | Neerabup | [20 empty] | Neerabup
Additions | [20 empty] | Additions | [20 empty] | Additions | [20 empty] | Additions
Battery - 2hrs | 0.4 | 0 | 0 | 0 | 0 | 0 | 9.23 | 11.71 | 2.79 | 0 | 2.3 | 0.53 | 0.16 | 0 | 0 | 0 | 0 | 0 | 0 | 0 | Battery - 2hrs | 0 | 8.41 | 1.54 | 0 | 0 | 9.11 | 0 | 4.97 | 0 | 0 | 0 | 0 | 0 | 0 | 0 | 0 | 0 | 0 | 0 | 0 | Battery - 2hrs | 0.15 | 0 | 0 | 0 | 0 | 0 | 0 | 0 | 0 | 0 | 0 | 0 | 0 | 0 | 0 | 0.11 | 0.02 | 0 | 0 | 0 | Battery - 2hrs | 0.05 | 0 | 0 | 0 | 0 | 0 | 0 | 0 | 0.19 | 0 | 0.02 | 0 | 0 | 0 | 0 | 0 | 0 | 0 | 0 | 0
Battery - 4hrs | 0.01 | 0 | 0 | 0 | 0 | 0 | 0.01 | 0.01 | 0 | 0 | 0.01 | 0 | 0.01 | 0.35 | 0.27 | 2.01 | 25.09 | 29.19 | 0.03 | 0 | Battery - 4hrs | 0.01 | 0 | 0 | 0 | 0 | 0.01 | 0 | 0.08 | 11.44 | 0 | 64.12 | 0.01 | 0.04 | 0.2 | 87.83 | 0 | 23.7 | 5.42 | 2.24 | 0 | Battery - 4hrs | 0.02 | 0 | 0 | 0 | 0 | 0.51 | 267.16 | 0 | 0 | 0 | 296.55 | 45.76 | 0.01 | 83.92 | 49.5 | 0.1 | 469.46 | 0 | 0 | 0 | Battery - 4hrs | 0.02 | 0 | 0 | 0 | 0 | 0.01 | 0 | 0 | 84.94 | 0 | 260.01 | 0 | 0 | 202.57 | 0 | 10.45 | 163.4 | 0 | 0 | 0
Black coal | 0 | 0 | 0 | 0 | 0 | 0 | 0 | 0 | 0 | 0 | 0 | 0 | 0 | 0 | 0 | 0 | 0 | 0 | 0 | 0 | Black coal | 0 | 0 | 0 | 0 | 0 | 0 | 0 | 0 | 0 | 0 | 0 | 0 | 0 | 0 | 0 | 0 | 0 | 0 | 0 | 0 | Black coal | 0 | 0 | 0 | 0 | 0 | 0 | 0 | 0 | 0 | 0 | 0 | 0 | 0 | 0 | 0 | 0 | 0 | 0 | 0 | 0 | Black coal | 0 | 0 | 0 | 0 | 0 | 0 | 0 | 0 | 0 | 0 | 0 | 0 | 0 | 0 | 0 | 0 | 0 | 0 | 0 | 0
CCGT | 0 | 0 | 0 | 0 | 0 | 0 | 0 | 0 | 0 | 0 | 0 | 0 | 0 | 0 | 0 | 0 | 0 | 0 | 0 | 0 | CCGT | 0 | 0 | 0 | 0 | 0 | 0 | 0 | 0 | 0 | 0 | 0 | 0 | 0 | 0 | 0 | 0 | 0 | 0 | 0 | 0 | CCGT | 0 | 0 | 0 | 0.009749 | 0.009749 | 0 | 0 | 0 | 0 | 0 | 0 | 0 | 0 | 0 | 0 | 0 | 0 | 0 | 0 | 0 | CCGT | 0 | 0 | 0 | 0.019498 | 0.009749 | 0 | 0 | 0 | 0 | 0 | 0 | 0 | 0 | 0 | 0 | 0 | 0 | 0 | 0 | 0
Cogeneration | 0 | 0 | 0 | 0 | 0 | 0 | 0 | 0 | 0 | 0 | 0 | 0 | 0 | 0 | 0 | 0 | 0 | 0 | 0 | 0 | Cogeneration | 0 | 0 | 0 | 0 | 0 | 0 | 0 | 0 | 0 | 0 | 0 | 0 | 0 | 0 | 0 | 0 | 0 | 0 | 0 | 0 | Cogeneration | 0 | 0 | 0 | 0 | 0 | 0 | 0 | 0 | 0 | 0 | 0 | 0 | 0 | 0 | 0 | 0 | 0 | 0 | 0 | 0 | Cogeneration | 0 | 0 | 0 | 0 | 0 | 0 | 0 | 0 | 0 | 0 | 0 | 0 | 0 | 0 | 0 | 0 | 0 | 0 | 0 | 0
Diesel engine | 0 | 0 | 0 | 0 | 0 | 0 | 0 | 0 | 0 | 0 | 0 | 0 | 0 | 0 | 0 | 0 | 0 | 0 | 0 | 0 | Diesel engine | 0 | 0 | 0 | 0 | 0 | 0 | 0 | 0 | 0 | 0 | 0 | 0 | 0 | 0 | 0 | 0 | 0 | 0 | 0 | 0 | Diesel engine | 0 | 0 | 0 | 0 | 0 | 0 | 0 | 0 | 0 | 0 | 0 | 0 | 0 | 0 | 0 | 0 | 0 | 0 | 0 | 0 | Diesel engine | 0 | 0 | 0 | 0 | 0 | 0 | 0 | 0 | 0 | 0 | 0 | 0 | 0 | 0 | 0 | 0 | 0 | 0 | 0 | 0
DSM | 0 | 0 | 0 | 0 | 0 | 0 | 0 | 0 | 0 | 0 | 0 | 0 | 0 | 0 | 0 | 0 | 0 | 0 | 0 | 0 | DSM | 0 | 0 | 0 | 0 | 0 | 0 | 0 | 0 | 0 | 0 | 0 | 0 | 0 | 0 | 0 | 0 | 0 | 0 | 0 | 0 | DSM | 0 | 0 | 0 | 0 | 0 | 0 | 0 | 0 | 0 | 0 | 0 | 0 | 0 | 0 | 0 | 0 | 0 | 0 | 0 | 0 | DSM | 0 | 0 | 0 | 0 | 0 | 0 | 0 | 0 | 0 | 0 | 0 | 0 | 0 | 0 | 0 | 0 | 0 | 0 | 0 | 0
Flexible gas | 0 | 0 | 0 | 0 | 0 | 0 | 0 | 0 | 0 | 0 | 0 | 0 | 0 | 0 | 0 | 0 | 2.9836 | 0.009847 | 1.1324 | 0 | Flexible gas | 0 | 0 | 0 | 0 | 0 | 0 | 0 | 0 | 0 | 0 | 0 | 0 | 0 | 0 | 0 | 0 | 0.009847 | 0 | 0 | 0 | Flexible gas | 0 | 0 | 0 | 54.4835 | 43.9373 | 0.009847 | 0 | 0 | 0 | 0 | 0 | 0 | 0 | 0 | 0 | 0 | 134.2343 | 39.4766 | 15.6666 | 0 | Flexible gas | 0 | 0 | 0 | 77.0528 | 4.4705 | 0 | 0 | 0 | 0 | 4.1259 | 0.009847 | 0.53174 | 0 | 0.009847 | 0 | 0 | 0.34464 | 0 | 537.6462 | 0
OCGT | 0 | 0 | 0 | 0 | 0 | 0 | 0 | 0 | 0 | 0 | 0 | 0 | 0 | 0 | 0 | 0 | 0 | 0 | 0 | 0 | OCGT | 0 | 0 | 0 | 0 | 0 | 0 | 0 | 0 | 0 | 0 | 0 | 0 | 0 | 0 | 0 | 0 | 0 | 0 | 0 | 0 | OCGT | 0 | 0 | 0 | 0 | 0 | 0 | 0 | 0 | 0 | 0 | 0 | 0 | 0 | 0 | 0 | 0 | 0 | 0 | 0 | 0 | OCGT | 0 | 0 | 0 | 0 | 0 | 0 | 0 | 0 | 0 | 0 | 0 | 0 | 0 | 0 | 0 | 0 | 0 | 0 | 0 | 0
Solar PV | 0 | 0 | 0 | 0 | 0.0196 | 0 | 0 | 0 | 0 | 0 | 0 | 0 | 0.9604 | 0 | 0 | 0 | 31.2326 | 36.1424 | 0 | 0 | Solar PV | 0 | 0 | 0.0294 | 0 | 0 | 0 | 0 | 0 | 0 | 0 | 0 | 0 | 0 | 0 | 0 | 0 | 0 | 0 | 0 | 0 | Solar PV | 0 | 0 | 0.0098 | 0 | 0 | 124.1954 | 214.3162 | 0 | 5.9192 | 0 | 0 | 0 | 0.2156 | 160.8768 | 71.981 | 465.3138 | 0 | 145.187 | 0 | 0 | Solar PV | 0 | 0 | 0.0098 | 0 | 8.3888 | 77.8904 | 89.8954 | 0 | 130.2714 | 62.7592 | 417.578 | 98.9604 | 91.5026 | 165.4534 | 0 | 71.1872 | 0.0196 | 0 | 0 | 0
Waste to energy | 0 | 0 | 0 | 0 | 0 | 0 | 0 | 0 | 0 | 0 | 0 | 0 | 0 | 0 | 0 | 0 | 0 | 0 | 0 | 0 | Waste to energy | 0 | 0 | 0 | 0 | 0 | 0 | 0 | 0 | 0 | 0 | 0 | 0 | 0 | 0 | 0 | 0 | 0 | 0 | 0 | 0 | Waste to energy | 0 | 0 | 0 | 0 | 0 | 0 | 0 | 0 | 0 | 0 | 0 | 0 | 0 | 0 | 0 | 0 | 0 | 0 | 0 | 0 | Waste to energy | 0 | 0 | 0 | 0 | 0 | 0 | 0 | 0 | 0 | 0 | 0 | 0 | 0 | 0 | 0 | 0 | 0 | 0 | 0 | 0
Economic exit | [20 empty] | Economic exit | [20 empty] | Economic exit | [20 empty] | Economic exit
Battery - 2hrs | 0 | 0 | 0 | 0 | 0 | 0 | 0 | 0 | 0 | 0 | 0 | 0 | 0 | 0 | 0 | 0 | 0 | 0 | 0 | 0 | Battery - 2hrs | 0 | 0 | 0 | 0 | 0 | 0 | 0 | 0 | 0 | 0 | 0 | 0 | 0 | 0 | 0 | 0 | 0 | 0 | 0 | 0 | Battery - 2hrs | 0 | 0 | 0 | 0 | 0 | 0 | 0 | 0 | 0 | 0 | 0 | 0 | 0 | 0 | 0 | 0 | 0 | 0 | 0 | 0 | Battery - 2hrs | 0 | 0 | 0 | 0 | 0 | 0 | 0 | 0 | 0 | 0 | 0 | 0 | 0 | 0 | 0 | 0 | 0 | 0 | 0 | 0
Battery - 4hrs | 0 | 0 | 0 | 0 | 0 | 0 | 0 | 0 | 0 | 0 | 0 | 0 | 0 | 0 | 0 | 0 | 0 | 0 | 0 | 0 | Battery - 4hrs | 0 | 0 | 0 | 0 | 0 | 0 | 0 | 0 | 0 | 0 | 0 | 0 | 0 | 0 | 0 | 0 | 0 | 0 | 0 | 0 | Battery - 4hrs | 0 | 0 | 0 | 0 | 0 | 0 | 0 | 0 | 0 | 0 | 0 | 0 | 0 | 0 | 0 | 0 | 0 | 0 | 0 | 0 | Battery - 4hrs | 0 | 0 | 0 | 0 | 0 | 0 | 0 | 0 | 0 | 0 | 0 | 0 | 0 | 0 | 0 | 0 | 0 | 0 | 0 | 0
Black coal | 0 | 0 | 0 | 0 | 0 | 0 | 0 | 0 | 0 | 0 | 0 | 0 | 0 | 0 | 0 | 0 | 0 | 0 | 0 | 0 | Black coal | 0 | 0 | 0 | 0 | 0 | 0 | 0 | 0 | 0 | 0 | 0 | 0 | 0 | 0 | 0 | 0 | 0 | 0 | 0 | 0 | Black coal | 0 | 0 | 0 | 0 | 0 | 0 | 0 | 0 | 0 | 0 | 0 | 0 | 0 | 0 | 0 | 0 | 0 | 0 | 0 | 0 | Black coal | 0 | 0 | 0 | 0 | 0 | 0 | 0 | 0 | 0 | 0 | 0 | 0 | 0 | 0 | 0 | 0 | 0 | 0 | 0 | 0
CCGT | 0 | 0 | 0 | 0 | 0 | 0 | 0 | 0 | 0 | 0 | 0 | 0 | 0 | 0 | 0 | 0 | 0 | 0 | 0 | 0 | CCGT | 0 | 0 | 0 | 0 | 0 | 0 | 0 | 0 | 0 | 0 | 0 | 0 | 0 | 0 | 0 | 0 | 0 | 0 | 0 | 0 | CCGT | 0 | 0 | 0 | 0 | 0 | 0 | 0 | 0 | 0 | 0 | 0 | 0 | 0 | 0 | 0 | 0 | 0 | 0 | 0 | 0 | CCGT | 0 | 0 | 0 | 0 | 0 | 0 | 0 | 0 | 0 | 0 | 0 | 0 | 0 | 0 | 0 | 0 | 0 | 0 | 0 | 0
Cogeneration | 0 | 0 | 0 | 0 | 0 | 0 | 0 | 0 | 0 | 0 | 0 | 0 | 0 | 0 | 0 | 0 | 0 | 0 | 0 | 0 | Cogeneration | 0 | 0 | 0 | 0 | 0 | 0 | 0 | 0 | 0 | 0 | 0 | 0 | 0 | 0 | 0 | 0 | 0 | 0 | 0 | 0 | Cogeneration | 0 | 0 | 0 | 0 | 0 | 0 | 0 | 0 | 0 | 0 | 0 | 0 | 0 | 0 | 0 | 0 | 0 | 0 | 0 | 0 | Cogeneration | 0 | 0 | 0 | 0 | 0 | 0 | 0 | 0 | 0 | 0 | 0 | 0 | 0 | 0 | 0 | 0 | 0 | 0 | 0 | 0
Diesel engine | 0 | 0 | 0 | 0 | 0 | 0 | 0 | 0 | 0 | 0 | 0 | 0 | 0 | 0 | 0 | 0 | 0 | 0 | 0 | 0 | Diesel engine | 0 | 0 | 0 | 0 | 0 | 0 | 0 | 0 | 0 | 0 | 0 | 0 | 0 | 0 | 0 | 0 | 0 | 0 | 0 | 0 | Diesel engine | 0 | 0 | 0 | 0 | 0 | 0 | 0 | 0 | 0 | 0 | 0 | 0 | 0 | 0 | 0 | 0 | 0 | 0 | 0 | 0 | Diesel engine | 0 | 0 | 0 | 0 | 0 | 0 | 0 | 0 | 0 | 0 | 0 | 0 | 0 | 0 | 0 | 0 | 0 | 0 | 0 | 0
DSM | 0 | 0 | 0 | 0 | 0 | 0 | 0 | 0 | 0 | 0 | 0 | 0 | 0 | 0 | 0 | 0 | 0 | 0 | 0 | 0 | DSM | 0 | 0 | 0 | 0 | 0 | 0 | 0 | 0 | 0 | 0 | 0 | 0 | 0 | 0 | 0 | 0 | 0 | 0 | 0 | 0 | DSM | 0 | 0 | 0 | 0 | 0 | 0 | 0 | 0 | 0 | 0 | 0 | 0 | 0 | 0 | 0 | 0 | 0 | 0 | 0 | 0 | DSM | 0 | 0 | 0 | 0 | 0 | 0 | 0 | 0 | 0 | 0 | 0 | 0 | 0 | 0 | 0 | 0 | 0 | 0 | 0 | 0
Flexible gas | 0 | 0 | 0 | 0 | 0 | 0 | 0 | 0 | 0 | 0 | 0 | 0 | 0 | 0 | 0 | 0 | 0 | 0 | 0 | 0 | Flexible gas | 0 | 0 | 0 | 0 | 0 | 0 | 0 | 0 | 0 | 0 | 0 | 0 | 0 | 0 | 0 | 0 | 0 | 0 | 0 | 0 | Flexible gas | 0 | 0 | 0 | 0 | 0 | 0 | 0 | 0 | 0 | 0 | 0 | 0 | 0 | 0 | 0 | 0 | 0 | 0 | 0 | 0 | Flexible gas | 0 | 0 | 0 | 0 | 0 | 0 | 0 | 0 | 0 | 0 | 0 | 0 | 0 | 0 | 0 | 0 | 0 | 0 | 0 | 0
OCGT | 0 | 0 | 0 | 0 | 0 | 0 | 0 | 0 | 0 | 0 | 0 | 0 | 0 | 0 | 0 | 0 | 0 | 0 | 0 | 0 | OCGT | 0 | 0 | 0 | 0 | 0 | 0 | 0 | 0 | 0 | 0 | 0 | 0 | 0 | 0 | 0 | 0 | 0 | 0 | 0 | 0 | OCGT | 0 | 0 | 0 | 0 | 0 | 0 | 0 | 0 | 0 | 0 | 0 | 0 | 0 | 0 | 0 | 0 | 0 | 0 | 0 | 0 | OCGT | 0 | 0 | 0 | 0 | 0 | 0 | 0 | 0 | 0 | 0 | 0 | 0 | 0 | 0 | 0 | 0 | 0 | 0 | 0 | 0
Solar PV | 0 | 0 | 0 | 0 | 0 | 0 | 0 | 0 | 0 | 0 | 0 | 0 | 0 | 0 | 0 | 0 | 0 | 0 | 0 | 0 | Solar PV | 0 | 0 | 0 | 0 | 0 | 0 | 0 | 0 | 0 | 0 | 0 | 0 | 0 | 0 | 0 | 0 | 0 | 0 | 0 | 0 | Solar PV | 0 | 0 | 0 | 0 | 0 | 0 | 0 | 0 | 0 | 0 | 0 | 0 | 0 | 0 | 0 | 0 | 0 | 0 | 0 | 0 | Solar PV | 0 | 0 | 0 | 0 | 0 | 0 | 0 | 0 | 0 | 0 | 0 | 0 | 0 | 0 | 0 | 0 | 0 | 0 | 0 | 0
Waste to energy | 0 | 0 | 0 | 0 | 0 | 0 | 0 | 0 | 0 | 0 | 0 | 0 | 0 | 0 | 0 | 0 | 0 | 0 | 0 | 0 | Waste to energy | 0 | 0 | 0 | 0 | 0 | 0 | 0 | 0 | 0 | 0 | 0 | 0 | 0 | 0 | 0 | 0 | 0 | 0 | 0 | 0 | Waste to energy | 0 | 0 | 0 | 0 | 0 | 0 | 0 | 0 | 0 | 0 | 0 | 0 | 0 | 0 | 0 | 0 | 0 | 0 | 0 | 0 | Waste to energy | 0 | 0 | 0 | 0 | 0 | 0 | 0 | 0 | 0 | 0 | 0 | 0 | 0 | 0 | 0 | 0 | 0 | 0 | 0 | 0
End of technical life closures | [20 empty] | End of technical life closures | [20 empty] | End of technical life closures | [20 empty] | End of technical life closures
Battery - 2hrs | 0 | 0 | 0 | 0 | 0 | 0 | 0 | 0 | 0 | 0 | 0 | 0 | 0 | 0 | 0 | -0.4 | 0 | 0 | 0 | 0 | Battery - 2hrs | 0 | 0 | 0 | 0 | 0 | 0 | 0 | 0 | 0 | 0 | 0 | 0 | 0 | 0 | 0 | 0 | -8.41 | -1.54 | 0 | 0 | Battery - 2hrs | 0 | 0 | 0 | 0 | 0 | 0 | 0 | 0 | 0 | 0 | 0 | 0 | 0 | 0 | 0 | -0.15 | 0 | 0 | 0 | 0 | Battery - 2hrs | 0 | 0 | 0 | 0 | 0 | 0 | 0 | 0 | 0 | 0 | 0 | 0 | 0 | 0 | 0 | -0.05 | 0 | 0 | 0 | 0
Battery - 4hrs | 0 | 0 | 0 | 0 | 0 | 0 | 0 | 0 | 0 | 0 | 0 | 0 | 0 | 0 | 0 | -0.01 | 0 | 0 | 0 | 0 | Battery - 4hrs | 0 | 0 | 0 | 0 | 0 | 0 | 0 | 0 | 0 | 0 | 0 | 0 | 0 | 0 | 0 | -0.01 | 0 | 0 | 0 | 0 | Battery - 4hrs | 0 | 0 | 0 | 0 | 0 | 0 | 0 | 0 | 0 | 0 | 0 | 0 | 0 | 0 | 0 | -0.02 | 0 | 0 | 0 | 0 | Battery - 4hrs | 0 | 0 | 0 | 0 | 0 | 0 | 0 | 0 | 0 | 0 | 0 | 0 | 0 | 0 | 0 | -0.02 | 0 | 0 | 0 | 0
Black coal | 0 | 0 | 0 | 0 | 0 | 0 | 0 | 0 | 0 | 0 | 0 | 0 | 0 | 0 | 0 | 0 | 0 | 0 | 0 | 0 | Black coal | 0 | 0 | 0 | 0 | 0 | 0 | 0 | 0 | 0 | 0 | 0 | 0 | 0 | 0 | 0 | 0 | 0 | 0 | 0 | 0 | Black coal | 0 | 0 | 0 | 0 | 0 | 0 | 0 | 0 | 0 | 0 | 0 | 0 | 0 | 0 | 0 | 0 | 0 | 0 | 0 | 0 | Black coal | 0 | 0 | 0 | 0 | 0 | 0 | 0 | 0 | 0 | 0 | 0 | 0 | 0 | 0 | 0 | 0 | 0 | 0 | 0 | 0
CCGT | 0 | 0 | 0 | 0 | 0 | 0 | 0 | 0 | 0 | 0 | 0 | 0 | 0 | 0 | 0 | 0 | 0 | 0 | 0 | 0 | CCGT | 0 | 0 | 0 | 0 | 0 | 0 | 0 | 0 | 0 | 0 | 0 | 0 | 0 | 0 | 0 | 0 | 0 | 0 | 0 | 0 | CCGT | 0 | 0 | 0 | 0 | 0 | 0 | 0 | 0 | 0 | 0 | 0 | 0 | 0 | 0 | 0 | 0 | 0 | 0 | 0 | 0 | CCGT | 0 | 0 | 0 | 0 | 0 | 0 | 0 | 0 | 0 | 0 | 0 | 0 | 0 | 0 | 0 | 0 | 0 | 0 | 0 | 0
Cogeneration | 0 | 0 | 0 | 0 | 0 | 0 | 0 | 0 | 0 | 0 | 0 | 0 | 0 | 0 | 0 | 0 | 0 | 0 | 0 | 0 | Cogeneration | 0 | 0 | 0 | 0 | 0 | 0 | 0 | 0 | 0 | 0 | 0 | 0 | 0 | 0 | 0 | 0 | 0 | 0 | 0 | 0 | Cogeneration | 0 | 0 | 0 | 0 | 0 | 0 | 0 | 0 | 0 | 0 | 0 | 0 | 0 | 0 | 0 | 0 | 0 | 0 | 0 | 0 | Cogeneration | 0 | 0 | 0 | 0 | 0 | 0 | 0 | 0 | 0 | 0 | 0 | 0 | 0 | 0 | 0 | 0 | 0 | 0 | 0 | 0
Diesel engine | 0 | 0 | 0 | 0 | 0 | 0 | 0 | 0 | 0 | 0 | 0 | 0 | 0 | 0 | 0 | 0 | 0 | 0 | 0 | 0 | Diesel engine | 0 | 0 | 0 | 0 | 0 | 0 | 0 | 0 | 0 | 0 | 0 | 0 | 0 | 0 | 0 | 0 | 0 | 0 | 0 | 0 | Diesel engine | 0 | 0 | 0 | 0 | 0 | 0 | 0 | 0 | 0 | 0 | 0 | 0 | 0 | 0 | 0 | 0 | 0 | 0 | 0 | 0 | Diesel engine | 0 | 0 | 0 | 0 | 0 | 0 | 0 | 0 | 0 | 0 | 0 | 0 | 0 | 0 | 0 | 0 | 0 | 0 | 0 | 0
DSM | 0 | 0 | 0 | 0 | 0 | 0 | 0 | 0 | 0 | 0 | 0 | 0 | 0 | 0 | 0 | 0 | 0 | 0 | 0 | 0 | DSM | 0 | 0 | 0 | 0 | 0 | 0 | 0 | 0 | 0 | 0 | 0 | 0 | 0 | 0 | 0 | 0 | 0 | 0 | 0 | 0 | DSM | 0 | 0 | 0 | 0 | 0 | 0 | 0 | 0 | 0 | 0 | 0 | 0 | 0 | 0 | 0 | 0 | 0 | 0 | 0 | 0 | DSM | 0 | 0 | 0 | 0 | 0 | 0 | 0 | 0 | 0 | 0 | 0 | 0 | 0 | 0 | 0 | 0 | 0 | 0 | 0 | 0
Flexible gas | 0 | 0 | 0 | 0 | 0 | 0 | 0 | 0 | 0 | 0 | 0 | 0 | 0 | 0 | 0 | 0 | 0 | 0 | 0 | 0 | Flexible gas | 0 | 0 | 0 | 0 | 0 | 0 | 0 | 0 | 0 | 0 | 0 | 0 | 0 | 0 | 0 | 0 | 0 | 0 | 0 | 0 | Flexible gas | 0 | 0 | 0 | 0 | 0 | 0 | 0 | 0 | 0 | 0 | 0 | 0 | 0 | 0 | 0 | 0 | 0 | 0 | 0 | 0 | Flexible gas | 0 | 0 | 0 | 0 | 0 | 0 | 0 | 0 | 0 | 0 | 0 | 0 | 0 | 0 | 0 | 0 | 0 | 0 | 0 | 0
OCGT | 0 | 0 | 0 | 0 | 0 | 0 | 0 | 0 | 0 | 0 | -235.62 | 0 | 0 | 0 | 0 | 0 | -365.31 | 0 | 0 | 0 | OCGT | 0 | 0 | 0 | 0 | 0 | 0 | 0 | 0 | 0 | 0 | -235.62 | 0 | 0 | 0 | 0 | 0 | -365.31 | 0 | 0 | 0 | OCGT | 0 | 0 | 0 | 0 | 0 | 0 | 0 | 0 | 0 | 0 | -235.62 | 0 | 0 | 0 | 0 | 0 | -365.31 | 0 | 0 | 0 | OCGT | 0 | 0 | 0 | 0 | 0 | 0 | 0 | 0 | 0 | 0 | -235.62 | 0 | 0 | 0 | 0 | 0 | -365.31 | 0 | 0 | 0
Solar PV | 0 | 0 | 0 | 0 | 0 | 0 | 0 | 0 | 0 | 0 | 0 | 0 | 0 | 0 | 0 | 0 | 0 | 0 | 0 | 0 | Solar PV | 0 | 0 | 0 | 0 | 0 | 0 | 0 | 0 | 0 | 0 | 0 | 0 | 0 | 0 | 0 | 0 | 0 | 0 | 0 | 0 | Solar PV | 0 | 0 | 0 | 0 | 0 | 0 | 0 | 0 | 0 | 0 | 0 | 0 | 0 | 0 | 0 | 0 | 0 | 0 | 0 | 0 | Solar PV | 0 | 0 | 0 | 0 | 0 | 0 | 0 | 0 | 0 | 0 | 0 | 0 | 0 | 0 | 0 | 0 | 0 | 0 | 0 | 0
Waste to energy | 0 | 0 | 0 | 0 | 0 | 0 | 0 | 0 | 0 | 0 | 0 | 0 | 0 | 0 | 0 | 0 | 0 | 0 | 0 | 0 | Waste to energy | 0 | 0 | 0 | 0 | 0 | 0 | 0 | 0 | 0 | 0 | 0 | 0 | 0 | 0 | 0 | 0 | 0 | 0 | 0 | 0 | Waste to energy | 0 | 0 | 0 | 0 | 0 | 0 | 0 | 0 | 0 | 0 | 0 | 0 | 0 | 0 | 0 | 0 | 0 | 0 | 0 | 0 | Waste to energy | 0 | 0 | 0 | 0 | 0 | 0 | 0 | 0 | 0 | 0 | 0 | 0 | 0 | 0 | 0 | 0 | 0 | 0 | 0 | 0
Metro North | [20 empty] | Metro North | [20 empty] | Metro North | [20 empty] | Metro North
Additions | [20 empty] | Additions | [20 empty] | Additions | [20 empty] | Additions
Battery - 2hrs | 8.65 | 1.24 | 0.1 | 0 | 0 | 0.01 | 0.33 | 11.17 | 3.27 | 0 | 6.18 | 2.99 | 1.95 | 0 | 0 | 0 | 0 | 0 | 0 | 0 | Battery - 2hrs | 0 | 8.42 | 1.57 | 0 | 0 | 9.04 | 0 | 4.84 | 0 | 0 | 0 | 0 | 0 | 0 | 0 | 0 | 0 | 0 | 0 | 0 | Battery - 2hrs | 0.15 | 0 | 0 | 0 | 0 | 0 | 0 | 0 | 0 | 0 | 0 | 0 | 0 | 0 | 0 | 0.11 | 0.02 | 0 | 0 | 0 | Battery - 2hrs | 0.05 | 0 | 0 | 0 | 0 | 0 | 0 | 0 | 0.17 | 0 | 0.04 | 0 | 0 | 0 | 0 | 0 | 0 | 0 | 0 | 0
Battery - 4hrs | 0.01 | 0 | 0 | 0 | 0 | 0 | 0.01 | 0.01 | 0 | 0 | 0.01 | 0 | 0.01 | 0.35 | 0.17 | 8.66 | 61.29 | 1.71 | 0 | 0 | Battery - 4hrs | 0.01 | 0 | 0 | 0 | 0 | 0.01 | 0 | 0.08 | 11.49 | 0 | 51.37 | 7.52 | 5.37 | 0.27 | 19.16 | 0 | 85.07 | 10.15 | 3.37 | 0 | Battery - 4hrs | 0.02 | 0 | 0 | 0 | 0 | 0.22 | 28.31 | 0.02 | 0 | 0 | 46.17 | 35.61 | 0.01 | 0.01 | 19.56 | 45.54 | 68.9 | 0 | 0 | 0 | Battery - 4hrs | 0.02 | 0 | 0 | 0 | 0 | 0.01 | 0 | 0 | 0.9 | 0 | 60.78 | 0 | 0 | 0.16 | 0 | 0.26 | 639.02 | 0 | 0 | 0
Black coal | 0 | 0 | 0 | 0 | 0 | 0 | 0 | 0 | 0 | 0 | 0 | 0 | 0 | 0 | 0 | 0 | 0 | 0 | 0 | 0 | Black coal | 0 | 0 | 0 | 0 | 0 | 0 | 0 | 0 | 0 | 0 | 0 | 0 | 0 | 0 | 0 | 0 | 0 | 0 | 0 | 0 | Black coal | 0 | 0 | 0 | 0 | 0 | 0 | 0 | 0 | 0 | 0 | 0 | 0 | 0 | 0 | 0 | 0 | 0 | 0 | 0 | 0 | Black coal | 0 | 0 | 0 | 0 | 0 | 0 | 0 | 0 | 0 | 0 | 0 | 0 | 0 | 0 | 0 | 0 | 0 | 0 | 0 | 0
CCGT | 0 | 0 | 0 | 0 | 0 | 0 | 0 | 0 | 0 | 0 | 0 | 0 | 0 | 0 | 0 | 0 | 0 | 0 | 0 | 0 | CCGT | 0 | 0 | 0 | 0 | 0 | 0 | 0 | 0 | 0 | 0 | 0 | 0 | 0 | 0 | 0 | 0 | 0 | 0 | 0 | 0 | CCGT | 0 | 0 | 0 | 0.009749 | 0.009749 | 0 | 0 | 0 | 0 | 0 | 0 | 0 | 0 | 0 | 0 | 0 | 0 | 0 | 0 | 0 | CCGT | 0 | 0 | 0 | 0.019498 | 0.009749 | 0 | 0 | 0 | 0 | 0 | 0 | 0 | 0 | 0 | 0 | 0 | 0 | 0 | 0 | 0
Cogeneration | 0 | 0 | 0 | 0 | 0 | 0 | 0 | 0 | 0 | 0 | 0 | 0 | 0 | 0 | 0 | 0 | 0 | 0 | 0 | 0 | Cogeneration | 0 | 0 | 0 | 0 | 0 | 0 | 0 | 0 | 0 | 0 | 0 | 0 | 0 | 0 | 0 | 0 | 0 | 0 | 0 | 0 | Cogeneration | 0 | 0 | 0 | 0 | 0 | 0 | 0 | 0 | 0 | 0 | 0 | 0 | 0 | 0 | 0 | 0 | 0 | 0 | 0 | 0 | Cogeneration | 0 | 0 | 0 | 0 | 0 | 0 | 0 | 0 | 0 | 0 | 0 | 0 | 0 | 0 | 0 | 0 | 0 | 0 | 0 | 0
Diesel engine | 0 | 0 | 0 | 0 | 0 | 0 | 0 | 0 | 0 | 0 | 0 | 0 | 0 | 0 | 0 | 0 | 0 | 0 | 0 | 0 | Diesel engine | 0 | 0 | 0 | 0 | 0 | 0 | 0 | 0 | 0 | 0 | 0 | 0 | 0 | 0 | 0 | 0 | 0 | 0 | 0 | 0 | Diesel engine | 0 | 0 | 0 | 0 | 0 | 0 | 0 | 0 | 0 | 0 | 0 | 0 | 0 | 0 | 0 | 0 | 0 | 0 | 0 | 0 | Diesel engine | 0 | 0 | 0 | 0 | 0 | 0 | 0 | 0 | 0 | 0 | 0 | 0 | 0 | 0 | 0 | 0 | 0 | 0 | 0 | 0
DSM | 0 | 0 | 0 | 0 | 0 | 0 | 0 | 0 | 0 | 0 | 0 | 0 | 0 | 0 | 0 | 0 | 0 | 0 | 0 | 0 | DSM | 0 | 0 | 0 | 0 | 0 | 0 | 0 | 0 | 0 | 0 | 0 | 0 | 0 | 0 | 0 | 0 | 0 | 0 | 0 | 0 | DSM | 0 | 0 | 0 | 0 | 0 | 0 | 0 | 0 | 0 | 0 | 0 | 0 | 0 | 0 | 0 | 0 | 0 | 0 | 0 | 0 | DSM | 0 | 0 | 0 | 0 | 0 | 0 | 0 | 0 | 0 | 0 | 0 | 0 | 0 | 0 | 0 | 0 | 0 | 0 | 0 | 0
Flexible gas | 0 | 0 | 0 | 0 | 0 | 0 | 0 | 0 | 0 | 0 | 0 | 0 | 0 | 0 | 0 | 0 | 3.4268 | 0 | 0.78776 | 0 | Flexible gas | 0 | 0 | 0 | 0 | 0 | 0 | 0 | 0 | 0 | 0 | 0 | 0 | 0 | 0 | 0 | 0 | 0.009847 | 0 | 0 | 0 | Flexible gas | 0 | 0 | 0 | 53.5578 | 304.3511 | 62.3315 | 0 | 0 | 0 | 0 | 0 | 0 | 0 | 0 | 0 | 0 | 0.39388 | 0.96501 | 197.0385 | 0 | Flexible gas | 0 | 0 | 0 | 79.8001 | 486.5304 | 0.009847 | 0 | 0 | 35.8628 | 1.1423 | 0.13786 | 119.2767 | 0 | 0.90592 | 0 | 0 | 0.009847 | 0 | 1.2309 | 0
OCGT | 0 | 0 | 0 | 0 | 0 | 0 | 0 | 0 | 0 | 0 | 0 | 0 | 0 | 0 | 0 | 0 | 0 | 0 | 0 | 0 | OCGT | 0 | 0 | 0 | 0 | 0 | 0 | 0 | 0 | 0 | 0 | 0 | 0 | 0 | 0 | 0 | 0 | 0 | 0 | 0 | 0 | OCGT | 0 | 0 | 0 | 0 | 0 | 0 | 0 | 0 | 0 | 0 | 0 | 0 | 0 | 0 | 0 | 0 | 0 | 0 | 0 | 0 | OCGT | 0 | 0 | 0 | 0 | 0 | 0 | 0 | 0 | 0 | 0 | 0 | 0 | 0 | 0 | 0 | 0 | 0 | 0 | 0 | 0
Solar PV | 0 | 0 | 0 | 0 | 0 | 0 | 0 | 0 | 0 | 0 | 0 | 0 | 0 | 0 | 0 | 0 | 0 | 0 | 0 | 0 | Solar PV | 0 | 0 | 0 | 0 | 0 | 0 | 0 | 0 | 0 | 0 | 0 | 0 | 0 | 0 | 0 | 0 | 0 | 0 | 0 | 0 | Solar PV | 0 | 0 | 0 | 0 | 0 | 0 | 0 | 0 | 0 | 0 | 0 | 0 | 0 | 0 | 0 | 0 | 0 | 0 | 0 | 0 | Solar PV | 0 | 0 | 0 | 0 | 0 | 0 | 0 | 0 | 0 | 0 | 0 | 0 | 0 | 0 | 0 | 0 | 0 | 0 | 0 | 0
Waste to energy | 0 | 0 | 0 | 0 | 0 | 0 | 0 | 0 | 0 | 0 | 0 | 0 | 0 | 0 | 0 | 0 | 0 | 0 | 0 | 0 | Waste to energy | 0 | 0 | 0 | 0 | 0 | 0 | 0 | 0 | 0 | 0 | 0 | 0 | 0 | 0 | 0 | 0 | 0 | 0 | 0 | 0 | Waste to energy | 0 | 0 | 0 | 0 | 0 | 0 | 0 | 0 | 0 | 0 | 0 | 0 | 0 | 0 | 0 | 0 | 0 | 0 | 0 | 0 | Waste to energy | 0 | 0 | 0 | 0 | 0 | 0 | 0 | 0 | 0 | 0 | 0 | 0 | 0 | 0 | 0 | 0 | 0 | 0 | 0 | 0
Economic exit | [20 empty] | Economic exit | [20 empty] | Economic exit | [20 empty] | Economic exit
Battery - 2hrs | 0 | 0 | 0 | 0 | 0 | 0 | 0 | 0 | 0 | 0 | 0 | 0 | 0 | 0 | 0 | 0 | 0 | 0 | 0 | 0 | Battery - 2hrs | 0 | 0 | 0 | 0 | 0 | 0 | 0 | 0 | 0 | 0 | 0 | 0 | 0 | 0 | 0 | 0 | 0 | 0 | 0 | 0 | Battery - 2hrs | 0 | 0 | 0 | 0 | 0 | 0 | 0 | 0 | 0 | 0 | 0 | 0 | 0 | 0 | 0 | 0 | 0 | 0 | 0 | 0 | Battery - 2hrs | 0 | 0 | 0 | 0 | 0 | 0 | 0 | 0 | 0 | 0 | 0 | 0 | 0 | 0 | 0 | 0 | 0 | 0 | 0 | 0
Battery - 4hrs | 0 | 0 | 0 | 0 | 0 | 0 | 0 | 0 | 0 | 0 | 0 | 0 | 0 | 0 | 0 | 0 | 0 | 0 | 0 | 0 | Battery - 4hrs | 0 | 0 | 0 | 0 | 0 | 0 | 0 | 0 | 0 | 0 | 0 | 0 | 0 | 0 | 0 | 0 | 0 | 0 | 0 | 0 | Battery - 4hrs | 0 | 0 | 0 | 0 | 0 | 0 | 0 | 0 | 0 | 0 | 0 | 0 | 0 | 0 | 0 | 0 | 0 | 0 | 0 | 0 | Battery - 4hrs | 0 | 0 | 0 | 0 | 0 | 0 | 0 | 0 | 0 | 0 | 0 | 0 | 0 | 0 | 0 | 0 | 0 | 0 | 0 | 0
Black coal | 0 | 0 | 0 | 0 | 0 | 0 | 0 | 0 | 0 | 0 | 0 | 0 | 0 | 0 | 0 | 0 | 0 | 0 | 0 | 0 | Black coal | 0 | 0 | 0 | 0 | 0 | 0 | 0 | 0 | 0 | 0 | 0 | 0 | 0 | 0 | 0 | 0 | 0 | 0 | 0 | 0 | Black coal | 0 | 0 | 0 | 0 | 0 | 0 | 0 | 0 | 0 | 0 | 0 | 0 | 0 | 0 | 0 | 0 | 0 | 0 | 0 | 0 | Black coal | 0 | 0 | 0 | 0 | 0 | 0 | 0 | 0 | 0 | 0 | 0 | 0 | 0 | 0 | 0 | 0 | 0 | 0 | 0 | 0
CCGT | 0 | 0 | 0 | 0 | 0 | 0 | 0 | 0 | 0 | 0 | 0 | 0 | 0 | 0 | 0 | 0 | 0 | 0 | 0 | 0 | CCGT | 0 | 0 | 0 | 0 | 0 | 0 | 0 | 0 | 0 | 0 | 0 | 0 | 0 | 0 | 0 | 0 | 0 | 0 | 0 | 0 | CCGT | 0 | 0 | 0 | 0 | 0 | 0 | 0 | 0 | 0 | 0 | 0 | 0 | 0 | 0 | 0 | 0 | 0 | 0 | 0 | 0 | CCGT | 0 | 0 | 0 | 0 | 0 | 0 | 0 | 0 | 0 | 0 | 0 | 0 | 0 | 0 | 0 | 0 | 0 | 0 | 0 | 0
Cogeneration | 0 | 0 | 0 | 0 | 0 | 0 | 0 | 0 | 0 | 0 | 0 | 0 | 0 | 0 | 0 | 0 | 0 | 0 | 0 | 0 | Cogeneration | 0 | 0 | 0 | 0 | 0 | 0 | 0 | 0 | 0 | 0 | 0 | 0 | 0 | 0 | 0 | 0 | 0 | 0 | 0 | 0 | Cogeneration | 0 | 0 | 0 | 0 | 0 | 0 | 0 | 0 | 0 | 0 | 0 | 0 | 0 | 0 | 0 | 0 | 0 | 0 | 0 | 0 | Cogeneration | 0 | 0 | 0 | 0 | 0 | 0 | 0 | 0 | 0 | 0 | 0 | 0 | 0 | 0 | 0 | 0 | 0 | 0 | 0 | 0
Diesel engine | 0 | 0 | 0 | 0 | 0 | 0 | 0 | 0 | 0 | 0 | 0 | 0 | 0 | 0 | 0 | 0 | 0 | 0 | 0 | 0 | Diesel engine | 0 | 0 | 0 | 0 | 0 | 0 | 0 | 0 | 0 | 0 | 0 | 0 | 0 | 0 | 0 | 0 | 0 | 0 | 0 | 0 | Diesel engine | 0 | 0 | 0 | 0 | 0 | 0 | 0 | 0 | 0 | 0 | 0 | 0 | 0 | 0 | 0 | 0 | 0 | 0 | 0 | 0 | Diesel engine | 0 | 0 | 0 | 0 | 0 | 0 | 0 | 0 | 0 | 0 | 0 | 0 | 0 | 0 | 0 | 0 | 0 | 0 | 0 | 0
DSM | 0 | 0 | 0 | 0 | 0 | 0 | 0 | 0 | 0 | 0 | 0 | 0 | 0 | 0 | 0 | 0 | 0 | 0 | 0 | 0 | DSM | 0 | 0 | 0 | 0 | 0 | 0 | 0 | 0 | 0 | 0 | 0 | 0 | 0 | 0 | 0 | 0 | 0 | 0 | 0 | 0 | DSM | 0 | 0 | 0 | 0 | 0 | 0 | 0 | 0 | 0 | 0 | 0 | 0 | 0 | 0 | 0 | 0 | 0 | 0 | 0 | 0 | DSM | 0 | 0 | 0 | 0 | 0 | 0 | 0 | 0 | 0 | 0 | 0 | 0 | 0 | 0 | 0 | 0 | 0 | 0 | 0 | 0
Flexible gas | 0 | 0 | 0 | 0 | 0 | 0 | 0 | 0 | 0 | 0 | 0 | 0 | 0 | 0 | 0 | 0 | 0 | 0 | 0 | 0 | Flexible gas | 0 | 0 | 0 | 0 | 0 | 0 | 0 | 0 | 0 | 0 | 0 | 0 | 0 | 0 | 0 | 0 | 0 | 0 | 0 | 0 | Flexible gas | 0 | 0 | 0 | 0 | 0 | 0 | 0 | 0 | 0 | 0 | 0 | 0 | 0 | 0 | 0 | 0 | 0 | 0 | 0 | 0 | Flexible gas | 0 | 0 | 0 | 0 | 0 | 0 | 0 | 0 | 0 | 0 | 0 | 0 | 0 | 0 | 0 | 0 | 0 | 0 | 0 | 0
OCGT | 0 | 0 | 0 | 0 | 0 | 0 | 0 | 0 | 0 | 0 | 0 | 0 | 0 | 0 | 0 | 0 | 0 | 0 | 0 | 0 | OCGT | 0 | 0 | 0 | 0 | 0 | 0 | 0 | 0 | 0 | 0 | 0 | 0 | 0 | 0 | 0 | 0 | 0 | 0 | 0 | 0 | OCGT | 0 | 0 | 0 | 0 | 0 | 0 | 0 | 0 | 0 | 0 | 0 | 0 | 0 | 0 | 0 | 0 | 0 | 0 | 0 | 0 | OCGT | 0 | 0 | 0 | 0 | 0 | 0 | 0 | 0 | 0 | 0 | 0 | 0 | 0 | 0 | 0 | 0 | 0 | 0 | 0 | 0
Solar PV | 0 | 0 | 0 | 0 | 0 | 0 | 0 | 0 | 0 | 0 | 0 | 0 | 0 | 0 | 0 | 0 | 0 | 0 | 0 | 0 | Solar PV | 0 | 0 | 0 | 0 | 0 | 0 | 0 | 0 | 0 | 0 | 0 | 0 | 0 | 0 | 0 | 0 | 0 | 0 | 0 | 0 | Solar PV | 0 | 0 | 0 | 0 | 0 | 0 | 0 | 0 | 0 | 0 | 0 | 0 | 0 | 0 | 0 | 0 | 0 | 0 | 0 | 0 | Solar PV | 0 | 0 | 0 | 0 | 0 | 0 | 0 | 0 | 0 | 0 | 0 | 0 | 0 | 0 | 0 | 0 | 0 | 0 | 0 | 0
Waste to energy | 0 | 0 | 0 | 0 | 0 | 0 | 0 | 0 | 0 | 0 | 0 | 0 | 0 | 0 | 0 | 0 | 0 | 0 | 0 | 0 | Waste to energy | 0 | 0 | 0 | 0 | 0 | 0 | 0 | 0 | 0 | 0 | 0 | 0 | 0 | 0 | 0 | 0 | 0 | 0 | 0 | 0 | Waste to energy | 0 | 0 | 0 | 0 | 0 | 0 | 0 | 0 | 0 | 0 | 0 | 0 | 0 | 0 | 0 | 0 | 0 | 0 | 0 | 0 | Waste to energy | 0 | 0 | 0 | 0 | 0 | 0 | 0 | 0 | 0 | 0 | 0 | 0 | 0 | 0 | 0 | 0 | 0 | 0 | 0 | 0
End of technical life closures | [20 empty] | End of technical life closures | [20 empty] | End of technical life closures | [20 empty] | End of technical life closures
Battery - 2hrs | 0 | 0 | 0 | 0 | 0 | 0 | 0 | 0 | 0 | 0 | 0 | 0 | 0 | 0 | 0 | -8.65 | -1.24 | -0.1 | 0 | 0 | Battery - 2hrs | 0 | 0 | 0 | 0 | 0 | 0 | 0 | 0 | 0 | 0 | 0 | 0 | 0 | 0 | 0 | 0 | -8.42 | -1.57 | 0 | 0 | Battery - 2hrs | 0 | 0 | 0 | 0 | 0 | 0 | 0 | 0 | 0 | 0 | 0 | 0 | 0 | 0 | 0 | -0.15 | 0 | 0 | 0 | 0 | Battery - 2hrs | 0 | 0 | 0 | 0 | 0 | 0 | 0 | 0 | 0 | 0 | 0 | 0 | 0 | 0 | 0 | -0.05 | 0 | 0 | 0 | 0
Battery - 4hrs | 0 | 0 | 0 | 0 | 0 | 0 | 0 | 0 | 0 | 0 | 0 | 0 | 0 | 0 | 0 | -0.01 | 0 | 0 | 0 | 0 | Battery - 4hrs | 0 | 0 | 0 | 0 | 0 | 0 | 0 | 0 | 0 | 0 | 0 | 0 | 0 | 0 | 0 | -0.01 | 0 | 0 | 0 | 0 | Battery - 4hrs | 0 | 0 | 0 | 0 | 0 | 0 | 0 | 0 | 0 | 0 | 0 | 0 | 0 | 0 | 0 | -0.02 | 0 | 0 | 0 | 0 | Battery - 4hrs | 0 | 0 | 0 | 0 | 0 | 0 | 0 | 0 | 0 | 0 | 0 | 0 | 0 | 0 | 0 | -0.02 | 0 | 0 | 0 | 0
Black coal | 0 | 0 | 0 | 0 | 0 | 0 | 0 | 0 | 0 | 0 | 0 | 0 | 0 | 0 | 0 | 0 | 0 | 0 | 0 | 0 | Black coal | 0 | 0 | 0 | 0 | 0 | 0 | 0 | 0 | 0 | 0 | 0 | 0 | 0 | 0 | 0 | 0 | 0 | 0 | 0 | 0 | Black coal | 0 | 0 | 0 | 0 | 0 | 0 | 0 | 0 | 0 | 0 | 0 | 0 | 0 | 0 | 0 | 0 | 0 | 0 | 0 | 0 | Black coal | 0 | 0 | 0 | 0 | 0 | 0 | 0 | 0 | 0 | 0 | 0 | 0 | 0 | 0 | 0 | 0 | 0 | 0 | 0 | 0
CCGT | 0 | 0 | 0 | 0 | 0 | 0 | 0 | 0 | 0 | 0 | 0 | 0 | 0 | 0 | 0 | 0 | 0 | 0 | 0 | 0 | CCGT | 0 | 0 | 0 | 0 | 0 | 0 | 0 | 0 | 0 | 0 | 0 | 0 | 0 | 0 | 0 | 0 | 0 | 0 | 0 | 0 | CCGT | 0 | 0 | 0 | 0 | 0 | 0 | 0 | 0 | 0 | 0 | 0 | 0 | 0 | 0 | 0 | 0 | 0 | 0 | 0 | 0 | CCGT | 0 | 0 | 0 | 0 | 0 | 0 | 0 | 0 | 0 | 0 | 0 | 0 | 0 | 0 | 0 | 0 | 0 | 0 | 0 | 0
Cogeneration | 0 | 0 | 0 | 0 | 0 | 0 | 0 | 0 | 0 | 0 | 0 | 0 | 0 | 0 | 0 | 0 | 0 | 0 | 0 | 0 | Cogeneration | 0 | 0 | 0 | 0 | 0 | 0 | 0 | 0 | 0 | 0 | 0 | 0 | 0 | 0 | 0 | 0 | 0 | 0 | 0 | 0 | Cogeneration | 0 | 0 | 0 | 0 | 0 | 0 | 0 | 0 | 0 | 0 | 0 | 0 | 0 | 0 | 0 | 0 | 0 | 0 | 0 | 0 | Cogeneration | 0 | 0 | 0 | 0 | 0 | 0 | 0 | 0 | 0 | 0 | 0 | 0 | 0 | 0 | 0 | 0 | 0 | 0 | 0 | 0
Diesel engine | 0 | 0 | 0 | 0 | 0 | 0 | 0 | 0 | 0 | 0 | 0 | 0 | 0 | 0 | 0 | 0 | 0 | 0 | 0 | 0 | Diesel engine | 0 | 0 | 0 | 0 | 0 | 0 | 0 | 0 | 0 | 0 | 0 | 0 | 0 | 0 | 0 | 0 | 0 | 0 | 0 | 0 | Diesel engine | 0 | 0 | 0 | 0 | 0 | 0 | 0 | 0 | 0 | 0 | 0 | 0 | 0 | 0 | 0 | 0 | 0 | 0 | 0 | 0 | Diesel engine | 0 | 0 | 0 | 0 | 0 | 0 | 0 | 0 | 0 | 0 | 0 | 0 | 0 | 0 | 0 | 0 | 0 | 0 | 0 | 0
DSM | 0 | 0 | 0 | 0 | 0 | 0 | 0 | 0 | 0 | 0 | 0 | 0 | 0 | 0 | 0 | 0 | 0 | 0 | 0 | 0 | DSM | 0 | 0 | 0 | 0 | 0 | 0 | 0 | 0 | 0 | 0 | 0 | 0 | 0 | 0 | 0 | 0 | 0 | 0 | 0 | 0 | DSM | 0 | 0 | 0 | 0 | 0 | 0 | 0 | 0 | 0 | 0 | 0 | 0 | 0 | 0 | 0 | 0 | 0 | 0 | 0 | 0 | DSM | 0 | 0 | 0 | 0 | 0 | 0 | 0 | 0 | 0 | 0 | 0 | 0 | 0 | 0 | 0 | 0 | 0 | 0 | 0 | 0
Flexible gas | 0 | 0 | 0 | 0 | 0 | 0 | 0 | 0 | 0 | 0 | 0 | 0 | 0 | 0 | 0 | 0 | 0 | 0 | 0 | 0 | Flexible gas | 0 | 0 | 0 | 0 | 0 | 0 | 0 | 0 | 0 | 0 | 0 | 0 | 0 | 0 | 0 | 0 | 0 | 0 | 0 | 0 | Flexible gas | 0 | 0 | 0 | 0 | 0 | 0 | 0 | 0 | 0 | 0 | 0 | 0 | 0 | 0 | 0 | 0 | 0 | 0 | 0 | 0 | Flexible gas | 0 | 0 | 0 | 0 | 0 | 0 | 0 | 0 | 0 | 0 | 0 | 0 | 0 | 0 | 0 | 0 | 0 | 0 | 0 | 0
OCGT | 0 | 0 | 0 | 0 | 0 | 0 | 0 | 0 | 0 | 0 | 0 | 0 | 0 | 0 | 0 | 0 | 0 | 0 | 0 | 0 | OCGT | 0 | 0 | 0 | 0 | 0 | 0 | 0 | 0 | 0 | 0 | 0 | 0 | 0 | 0 | 0 | 0 | 0 | 0 | 0 | 0 | OCGT | 0 | 0 | 0 | 0 | 0 | 0 | 0 | 0 | 0 | 0 | 0 | 0 | 0 | 0 | 0 | 0 | 0 | 0 | 0 | 0 | OCGT | 0 | 0 | 0 | 0 | 0 | 0 | 0 | 0 | 0 | 0 | 0 | 0 | 0 | 0 | 0 | 0 | 0 | 0 | 0 | 0
Solar PV | 0 | 0 | 0 | 0 | 0 | 0 | 0 | 0 | 0 | 0 | 0 | 0 | 0 | 0 | 0 | 0 | 0 | 0 | 0 | 0 | Solar PV | 0 | 0 | 0 | 0 | 0 | 0 | 0 | 0 | 0 | 0 | 0 | 0 | 0 | 0 | 0 | 0 | 0 | 0 | 0 | 0 | Solar PV | 0 | 0 | 0 | 0 | 0 | 0 | 0 | 0 | 0 | 0 | 0 | 0 | 0 | 0 | 0 | 0 | 0 | 0 | 0 | 0 | Solar PV | 0 | 0 | 0 | 0 | 0 | 0 | 0 | 0 | 0 | 0 | 0 | 0 | 0 | 0 | 0 | 0 | 0 | 0 | 0 | 0
Waste to energy | 0 | 0 | 0 | 0 | 0 | 0 | 0 | 0 | 0 | 0 | 0 | 0 | 0 | 0 | 0 | 0 | 0 | 0 | 0 | 0 | Waste to energy | 0 | 0 | 0 | 0 | 0 | 0 | 0 | 0 | 0 | 0 | 0 | 0 | 0 | 0 | 0 | 0 | 0 | 0 | 0 | 0 | Waste to energy | 0 | 0 | 0 | 0 | 0 | 0 | 0 | 0 | 0 | 0 | 0 | 0 | 0 | 0 | 0 | 0 | 0 | 0 | 0 | 0 | Waste to energy | 0 | 0 | 0 | 0 | 0 | 0 | 0 | 0 | 0 | 0 | 0 | 0 | 0 | 0 | 0 | 0 | 0 | 0 | 0 | 0
Metro | [20 empty] | Metro | [20 empty] | Metro | [20 empty] | Metro
Additions | [20 empty] | Additions | [20 empty] | Additions | [20 empty] | Additions
Battery - 2hrs | 8.67 | 1.22 | 0.1 | 0 | 0 | 0.01 | 0.33 | 11.12 | 3.26 | 0 | 6.6 | 3.17 | 1.62 | 0 | 0 | 0 | 0 | 0 | 0 | 0 | Battery - 2hrs | 0 | 8.39 | 1.6 | 0 | 0 | 9.14 | 0 | 4.76 | 0 | 0 | 0 | 0 | 0 | 0 | 0 | 0 | 0 | 0 | 0 | 0 | Battery - 2hrs | 0.18 | 0 | 0 | 0 | 0 | 0 | 0 | 0 | 0 | 0 | 0 | 0 | 0 | 0 | 0 | 0.11 | 0.02 | 0 | 0 | 0 | Battery - 2hrs | 0.06 | 0 | 0 | 0 | 0 | 0 | 0 | 0 | 0.2 | 0 | 0.01 | 0 | 0 | 0 | 0 | 0 | 0 | 0 | 0 | 0
Battery - 4hrs | 0.01 | 0 | 0 | 0 | 0 | 0 | 0.01 | 0.01 | 0 | 0 | 0.01 | 0 | 0.01 | 0.35 | 0.17 | 8.68 | 64.53 | 0.14 | 0 | 0 | Battery - 4hrs | 0.01 | 0 | 0 | 0 | 0 | 0.01 | 0 | 0.08 | 11.51 | 0 | 51.69 | 7.42 | 5.13 | 0.27 | 18.9 | 0 | 87.83 | 6.14 | 4.65 | 0 | Battery - 4hrs | 0.02 | 0 | 0 | 0 | 0 | 99.74 | 0.25 | 0 | 0 | 0 | 0.41 | 11.75 | 0.01 | 0.01 | 18.49 | 45.34 | 68.63 | 0 | 0 | 0 | Battery - 4hrs | 0.02 | 0 | 0 | 0 | 0 | 0.02 | 0 | 0 | 99.67 | 0 | 12.38 | 0 | 0 | 0.52 | 0 | 101.47 | 515.35 | 0 | 25.12 | 8.16
Black coal | 0 | 0 | 0 | 0 | 0 | 0 | 0 | 0 | 0 | 0 | 0 | 0 | 0 | 0 | 0 | 0 | 0 | 0 | 0 | 0 | Black coal | 0 | 0 | 0 | 0 | 0 | 0 | 0 | 0 | 0 | 0 | 0 | 0 | 0 | 0 | 0 | 0 | 0 | 0 | 0 | 0 | Black coal | 0 | 0 | 0 | 0 | 0 | 0 | 0 | 0 | 0 | 0 | 0 | 0 | 0 | 0 | 0 | 0 | 0 | 0 | 0 | 0 | Black coal | 0 | 0 | 0 | 0 | 0 | 0 | 0 | 0 | 0 | 0 | 0 | 0 | 0 | 0 | 0 | 0 | 0 | 0 | 0 | 0
CCGT | 0 | 0 | 0 | 0 | 0 | 0 | 0 | 0 | 0 | 0 | 0 | 0 | 0 | 0 | 0 | 0 | 0 | 0 | 0 | 0 | CCGT | 0 | 0 | 0 | 0 | 0 | 0 | 0 | 0 | 0 | 0 | 0 | 0 | 0 | 0 | 0 | 0 | 0 | 0 | 0 | 0 | CCGT | 0 | 0 | 0 | 0 | 0 | 0 | 0 | 0 | 0 | 0 | 0 | 0 | 0 | 0 | 0 | 0 | 0 | 0 | 0 | 0 | CCGT | 0 | 0 | 0 | 0 | 0 | 0 | 0 | 0 | 0 | 0 | 0 | 0 | 0 | 0 | 0 | 0 | 0 | 0 | 0 | 0
Cogeneration | 0 | 0 | 0 | 0 | 0 | 0 | 0 | 0 | 0 | 0 | 0 | 0 | 0 | 0 | 0 | 0 | 0 | 0 | 0 | 0 | Cogeneration | 0 | 0 | 0 | 0 | 0 | 0 | 0 | 0 | 0 | 0 | 0 | 0 | 0 | 0 | 0 | 0 | 0 | 0 | 0 | 0 | Cogeneration | 0 | 0 | 0 | 0 | 0 | 0 | 0 | 0 | 0 | 0 | 0 | 0 | 0 | 0 | 0 | 0 | 0 | 0 | 0 | 0 | Cogeneration | 0 | 0 | 0 | 0 | 0 | 0 | 0 | 0 | 0 | 0 | 0 | 0 | 0 | 0 | 0 | 0 | 0 | 0 | 0 | 0
Diesel engine | 0 | 0 | 0 | 0 | 0 | 0 | 0 | 0 | 0 | 0 | 0 | 0 | 0 | 0 | 0 | 0 | 0 | 0 | 0 | 0 | Diesel engine | 0 | 0 | 0 | 0 | 0 | 0 | 0 | 0 | 0 | 0 | 0 | 0 | 0 | 0 | 0 | 0 | 0 | 0 | 0 | 0 | Diesel engine | 0 | 0 | 0 | 0 | 0 | 0 | 0 | 0 | 0 | 0 | 0 | 0 | 0 | 0 | 0 | 0 | 0 | 0 | 0 | 0 | Diesel engine | 0 | 0 | 0 | 0 | 0 | 0 | 0 | 0 | 0 | 0 | 0 | 0 | 0 | 0 | 0 | 0 | 0 | 0 | 0 | 0
DSM | 0 | 0 | 0 | 0 | 0 | 0 | 0 | 0 | 0 | 0 | 0 | 0 | 0 | 0 | 0 | 0 | 0 | 0 | 0 | 0 | DSM | 0 | 0 | 0 | 0 | 0 | 0 | 0 | 0 | 0 | 0 | 0 | 0 | 0 | 0 | 0 | 0 | 0 | 0 | 0 | 0 | DSM | 0 | 0 | 0 | 0 | 0 | 0 | 0 | 0 | 0 | 0 | 0 | 0 | 0 | 0 | 0 | 0 | 0 | 0 | 0 | 0 | DSM | 0 | 0 | 0 | 0 | 0 | 0 | 0 | 0 | 0 | 0 | 0 | 0 | 0 | 0 | 0 | 0 | 0 | 0 | 0 | 0
Flexible gas | 0 | 0 | 0 | 0 | 0 | 0 | 0 | 0 | 0 | 0 | 0 | 0 | 0 | 0 | 0 | 0 | 0 | 0 | 0 | 0 | Flexible gas | 0 | 0 | 0 | 0 | 0 | 0 | 0 | 0 | 0 | 0 | 0 | 0 | 0 | 0 | 0 | 0 | 0 | 0 | 0 | 0 | Flexible gas | 0 | 0 | 0 | 0 | 0 | 0 | 0 | 0 | 0 | 0 | 0 | 0 | 0 | 0 | 0 | 0 | 0 | 0 | 0 | 0 | Flexible gas | 0 | 0 | 0 | 0 | 0 | 0 | 0 | 0 | 0 | 0 | 0 | 0 | 0 | 0 | 0 | 0 | 0 | 0 | 0 | 0
OCGT | 0 | 0 | 0 | 0 | 0 | 0 | 0 | 0 | 0 | 0 | 0 | 0 | 0 | 0 | 0 | 0 | 0 | 0 | 0 | 0 | OCGT | 0 | 0 | 0 | 0 | 0 | 0 | 0 | 0 | 0 | 0 | 0 | 0 | 0 | 0 | 0 | 0 | 0 | 0 | 0 | 0 | OCGT | 0 | 0 | 0 | 0 | 0 | 0 | 0 | 0 | 0 | 0 | 0 | 0 | 0 | 0 | 0 | 0 | 0 | 0 | 0 | 0 | OCGT | 0 | 0 | 0 | 0 | 0 | 0 | 0 | 0 | 0 | 0 | 0 | 0 | 0 | 0 | 0 | 0 | 0 | 0 | 0 | 0
Solar PV | 0 | 0 | 0 | 0 | 0 | 0 | 0 | 0 | 0 | 0 | 0 | 0 | 0 | 0 | 0 | 0 | 0 | 0 | 0 | 0 | Solar PV | 0 | 0 | 0 | 0 | 0 | 0 | 0 | 0 | 0 | 0 | 0 | 0 | 0 | 0 | 0 | 0 | 0 | 0 | 0 | 0 | Solar PV | 0 | 0 | 0 | 0 | 0 | 0 | 0 | 0 | 0 | 0 | 0 | 0 | 0 | 0 | 0 | 0 | 0 | 0 | 0 | 0 | Solar PV | 0 | 0 | 0 | 0 | 0 | 0 | 0 | 0 | 0 | 0 | 0 | 0 | 0 | 0 | 0 | 0 | 0 | 0 | 0 | 0
Waste to energy | 0 | 0 | 0 | 0 | 0 | 0 | 0 | 0 | 0 | 0 | 0 | 0 | 0 | 0 | 0 | 0 | 0 | 0 | 0 | 0 | Waste to energy | 0 | 0 | 0 | 0 | 0 | 0 | 0 | 0 | 0 | 0 | 0 | 0 | 0 | 0 | 0 | 0 | 0 | 0 | 0 | 0 | Waste to energy | 0 | 0 | 0 | 0 | 0 | 0 | 0 | 0 | 0 | 0 | 0 | 0 | 0 | 0 | 0 | 0 | 0 | 0 | 0 | 0 | Waste to energy | 0 | 0 | 0 | 0 | 0 | 0 | 0 | 0 | 0 | 0 | 0 | 0 | 0 | 0 | 0 | 0 | 0 | 0 | 0 | 0
Economic exit | [20 empty] | Economic exit | [20 empty] | Economic exit | [20 empty] | Economic exit
Battery - 2hrs | 0 | 0 | 0 | 0 | 0 | 0 | 0 | 0 | 0 | 0 | 0 | 0 | 0 | 0 | 0 | 0 | 0 | 0 | 0 | 0 | Battery - 2hrs | 0 | 0 | 0 | 0 | 0 | 0 | 0 | 0 | 0 | 0 | 0 | 0 | 0 | 0 | 0 | 0 | 0 | 0 | 0 | 0 | Battery - 2hrs | 0 | 0 | 0 | 0 | 0 | 0 | 0 | 0 | 0 | 0 | 0 | 0 | 0 | 0 | 0 | 0 | 0 | 0 | 0 | 0 | Battery - 2hrs | 0 | 0 | 0 | 0 | 0 | 0 | 0 | 0 | 0 | 0 | 0 | 0 | 0 | 0 | 0 | 0 | 0 | 0 | 0 | 0
Battery - 4hrs | 0 | 0 | 0 | 0 | 0 | 0 | 0 | 0 | 0 | 0 | 0 | 0 | 0 | 0 | 0 | 0 | 0 | 0 | 0 | 0 | Battery - 4hrs | 0 | 0 | 0 | 0 | 0 | 0 | 0 | 0 | 0 | 0 | 0 | 0 | 0 | 0 | 0 | 0 | 0 | 0 | 0 | 0 | Battery - 4hrs | 0 | 0 | 0 | 0 | 0 | 0 | 0 | 0 | 0 | 0 | 0 | 0 | 0 | 0 | 0 | 0 | 0 | 0 | 0 | 0 | Battery - 4hrs | 0 | 0 | 0 | 0 | 0 | 0 | 0 | 0 | 0 | 0 | 0 | 0 | 0 | 0 | 0 | 0 | 0 | 0 | 0 | 0
Black coal | 0 | 0 | 0 | 0 | 0 | 0 | 0 | 0 | 0 | 0 | 0 | 0 | 0 | 0 | 0 | 0 | 0 | 0 | 0 | 0 | Black coal | 0 | 0 | 0 | 0 | 0 | 0 | 0 | 0 | 0 | 0 | 0 | 0 | 0 | 0 | 0 | 0 | 0 | 0 | 0 | 0 | Black coal | 0 | 0 | 0 | 0 | 0 | 0 | 0 | 0 | 0 | 0 | 0 | 0 | 0 | 0 | 0 | 0 | 0 | 0 | 0 | 0 | Black coal | 0 | 0 | 0 | 0 | 0 | 0 | 0 | 0 | 0 | 0 | 0 | 0 | 0 | 0 | 0 | 0 | 0 | 0 | 0 | 0
CCGT | 0 | 0 | 0 | 0 | 0 | 0 | 0 | 0 | 0 | 0 | 0 | 0 | 0 | 0 | 0 | 0 | 0 | 0 | 0 | 0 | CCGT | 0 | 0 | 0 | 0 | 0 | 0 | 0 | 0 | 0 | 0 | 0 | 0 | 0 | 0 | 0 | 0 | 0 | 0 | 0 | 0 | CCGT | 0 | 0 | 0 | 0 | 0 | 0 | 0 | 0 | 0 | 0 | 0 | 0 | 0 | 0 | 0 | 0 | 0 | 0 | 0 | 0 | CCGT | 0 | 0 | 0 | 0 | 0 | 0 | 0 | 0 | 0 | 0 | 0 | 0 | 0 | 0 | 0 | 0 | 0 | 0 | 0 | 0
Cogeneration | 0 | 0 | 0 | 0 | 0 | 0 | 0 | 0 | 0 | 0 | 0 | 0 | 0 | 0 | 0 | 0 | 0 | 0 | 0 | 0 | Cogeneration | 0 | 0 | 0 | 0 | 0 | 0 | 0 | 0 | 0 | 0 | 0 | 0 | 0 | 0 | 0 | 0 | 0 | 0 | 0 | 0 | Cogeneration | 0 | 0 | 0 | 0 | 0 | 0 | 0 | 0 | 0 | 0 | 0 | 0 | 0 | 0 | 0 | 0 | 0 | 0 | 0 | 0 | Cogeneration | 0 | 0 | 0 | 0 | 0 | 0 | 0 | 0 | 0 | 0 | 0 | 0 | 0 | 0 | 0 | 0 | 0 | 0 | 0 | 0
Diesel engine | 0 | 0 | 0 | 0 | 0 | 0 | 0 | 0 | 0 | 0 | 0 | 0 | 0 | 0 | 0 | 0 | 0 | 0 | 0 | 0 | Diesel engine | 0 | 0 | 0 | 0 | 0 | 0 | 0 | 0 | 0 | 0 | 0 | 0 | 0 | 0 | 0 | 0 | 0 | 0 | 0 | 0 | Diesel engine | 0 | 0 | 0 | 0 | 0 | 0 | 0 | 0 | 0 | 0 | 0 | 0 | 0 | 0 | 0 | 0 | 0 | 0 | 0 | 0 | Diesel engine | 0 | 0 | 0 | 0 | 0 | 0 | 0 | 0 | 0 | 0 | 0 | 0 | 0 | 0 | 0 | 0 | 0 | 0 | 0 | 0
DSM | 0 | 0 | 0 | 0 | 0 | 0 | 0 | 0 | 0 | 0 | 0 | 0 | 0 | 0 | 0 | 0 | 0 | 0 | 0 | 0 | DSM | 0 | 0 | 0 | 0 | 0 | 0 | 0 | 0 | 0 | 0 | 0 | 0 | 0 | 0 | 0 | 0 | 0 | 0 | 0 | 0 | DSM | 0 | 0 | 0 | 0 | 0 | 0 | 0 | 0 | 0 | 0 | 0 | 0 | 0 | 0 | 0 | 0 | 0 | 0 | 0 | 0 | DSM | 0 | 0 | 0 | 0 | 0 | 0 | 0 | 0 | 0 | 0 | 0 | 0 | 0 | 0 | 0 | 0 | 0 | 0 | 0 | 0
Flexible gas | 0 | 0 | 0 | 0 | 0 | 0 | 0 | 0 | 0 | 0 | 0 | 0 | 0 | 0 | 0 | 0 | 0 | 0 | 0 | 0 | Flexible gas | 0 | 0 | 0 | 0 | 0 | 0 | 0 | 0 | 0 | 0 | 0 | 0 | 0 | 0 | 0 | 0 | 0 | 0 | 0 | 0 | Flexible gas | 0 | 0 | 0 | 0 | 0 | 0 | 0 | 0 | 0 | 0 | 0 | 0 | 0 | 0 | 0 | 0 | 0 | 0 | 0 | 0 | Flexible gas | 0 | 0 | 0 | 0 | 0 | 0 | 0 | 0 | 0 | 0 | 0 | 0 | 0 | 0 | 0 | 0 | 0 | 0 | 0 | 0
OCGT | 0 | 0 | 0 | 0 | 0 | 0 | 0 | 0 | 0 | 0 | 0 | 0 | 0 | 0 | 0 | 0 | 0 | 0 | 0 | 0 | OCGT | 0 | 0 | 0 | 0 | 0 | 0 | 0 | 0 | 0 | 0 | 0 | 0 | 0 | 0 | 0 | 0 | 0 | 0 | 0 | 0 | OCGT | 0 | 0 | 0 | 0 | 0 | 0 | 0 | 0 | 0 | 0 | 0 | 0 | 0 | 0 | 0 | 0 | 0 | 0 | 0 | 0 | OCGT | 0 | 0 | 0 | 0 | 0 | 0 | 0 | 0 | 0 | 0 | 0 | 0 | 0 | 0 | 0 | 0 | 0 | 0 | 0 | 0
Solar PV | 0 | 0 | 0 | 0 | 0 | 0 | 0 | 0 | 0 | 0 | 0 | 0 | 0 | 0 | 0 | 0 | 0 | 0 | 0 | 0 | Solar PV | 0 | 0 | 0 | 0 | 0 | 0 | 0 | 0 | 0 | 0 | 0 | 0 | 0 | 0 | 0 | 0 | 0 | 0 | 0 | 0 | Solar PV | 0 | 0 | 0 | 0 | 0 | 0 | 0 | 0 | 0 | 0 | 0 | 0 | 0 | 0 | 0 | 0 | 0 | 0 | 0 | 0 | Solar PV | 0 | 0 | 0 | 0 | 0 | 0 | 0 | 0 | 0 | 0 | 0 | 0 | 0 | 0 | 0 | 0 | 0 | 0 | 0 | 0
Waste to energy | 0 | 0 | 0 | 0 | 0 | 0 | 0 | 0 | 0 | 0 | 0 | 0 | 0 | 0 | 0 | 0 | 0 | 0 | 0 | 0 | Waste to energy | 0 | 0 | 0 | 0 | 0 | 0 | 0 | 0 | 0 | 0 | 0 | 0 | 0 | 0 | 0 | 0 | 0 | 0 | 0 | 0 | Waste to energy | 0 | 0 | 0 | 0 | 0 | 0 | 0 | 0 | 0 | 0 | 0 | 0 | 0 | 0 | 0 | 0 | 0 | 0 | 0 | 0 | Waste to energy | 0 | 0 | 0 | 0 | 0 | 0 | 0 | 0 | 0 | 0 | 0 | 0 | 0 | 0 | 0 | 0 | 0 | 0 | 0 | 0
End of technical life closures | [20 empty] | End of technical life closures | [20 empty] | End of technical life closures | [20 empty] | End of technical life closures
Battery - 2hrs | 0 | 0 | 0 | 0 | 0 | 0 | 0 | 0 | 0 | 0 | 0 | 0 | 0 | 0 | 0 | -8.67 | -1.22 | -0.1 | 0 | 0 | Battery - 2hrs | 0 | 0 | 0 | 0 | 0 | 0 | 0 | 0 | 0 | 0 | 0 | 0 | 0 | 0 | 0 | 0 | -8.39 | -1.6 | 0 | 0 | Battery - 2hrs | 0 | 0 | 0 | 0 | 0 | 0 | 0 | 0 | 0 | 0 | 0 | 0 | 0 | 0 | 0 | -0.18 | 0 | 0 | 0 | 0 | Battery - 2hrs | 0 | 0 | 0 | 0 | 0 | 0 | 0 | 0 | 0 | 0 | 0 | 0 | 0 | 0 | 0 | -0.06 | 0 | 0 | 0 | 0
Battery - 4hrs | 0 | 0 | 0 | 0 | 0 | 0 | 0 | 0 | 0 | 0 | 0 | 0 | 0 | 0 | 0 | -0.01 | 0 | 0 | 0 | 0 | Battery - 4hrs | 0 | 0 | 0 | 0 | 0 | 0 | 0 | 0 | 0 | 0 | 0 | 0 | 0 | 0 | 0 | -0.01 | 0 | 0 | 0 | 0 | Battery - 4hrs | 0 | 0 | 0 | 0 | 0 | 0 | 0 | 0 | 0 | 0 | 0 | 0 | 0 | 0 | 0 | -0.02 | 0 | 0 | 0 | 0 | Battery - 4hrs | 0 | 0 | 0 | 0 | 0 | 0 | 0 | 0 | 0 | 0 | 0 | 0 | 0 | 0 | 0 | -0.02 | 0 | 0 | 0 | 0
Black coal | 0 | 0 | 0 | 0 | 0 | 0 | 0 | 0 | 0 | 0 | 0 | 0 | 0 | 0 | 0 | 0 | 0 | 0 | 0 | 0 | Black coal | 0 | 0 | 0 | 0 | 0 | 0 | 0 | 0 | 0 | 0 | 0 | 0 | 0 | 0 | 0 | 0 | 0 | 0 | 0 | 0 | Black coal | 0 | 0 | 0 | 0 | 0 | 0 | 0 | 0 | 0 | 0 | 0 | 0 | 0 | 0 | 0 | 0 | 0 | 0 | 0 | 0 | Black coal | 0 | 0 | 0 | 0 | 0 | 0 | 0 | 0 | 0 | 0 | 0 | 0 | 0 | 0 | 0 | 0 | 0 | 0 | 0 | 0
CCGT | 0 | 0 | 0 | 0 | 0 | 0 | 0 | 0 | 0 | 0 | 0 | 0 | 0 | 0 | 0 | 0 | 0 | 0 | 0 | 0 | CCGT | 0 | 0 | 0 | 0 | 0 | 0 | 0 | 0 | 0 | 0 | 0 | 0 | 0 | 0 | 0 | 0 | 0 | 0 | 0 | 0 | CCGT | 0 | 0 | 0 | 0 | 0 | 0 | 0 | 0 | 0 | 0 | 0 | 0 | 0 | 0 | 0 | 0 | 0 | 0 | 0 | 0 | CCGT | 0 | 0 | 0 | 0 | 0 | 0 | 0 | 0 | 0 | 0 | 0 | 0 | 0 | 0 | 0 | 0 | 0 | 0 | 0 | 0
Cogeneration | 0 | 0 | 0 | 0 | 0 | 0 | 0 | 0 | 0 | 0 | 0 | 0 | 0 | 0 | 0 | 0 | 0 | 0 | 0 | 0 | Cogeneration | 0 | 0 | 0 | 0 | 0 | 0 | 0 | 0 | 0 | 0 | 0 | 0 | 0 | 0 | 0 | 0 | 0 | 0 | 0 | 0 | Cogeneration | 0 | 0 | 0 | 0 | 0 | 0 | 0 | 0 | 0 | 0 | 0 | 0 | 0 | 0 | 0 | 0 | 0 | 0 | 0 | 0 | Cogeneration | 0 | 0 | 0 | 0 | 0 | 0 | 0 | 0 | 0 | 0 | 0 | 0 | 0 | 0 | 0 | 0 | 0 | 0 | 0 | 0
Diesel engine | 0 | 0 | 0 | 0 | 0 | 0 | 0 | 0 | 0 | 0 | 0 | 0 | 0 | 0 | 0 | 0 | 0 | 0 | 0 | 0 | Diesel engine | 0 | 0 | 0 | 0 | 0 | 0 | 0 | 0 | 0 | 0 | 0 | 0 | 0 | 0 | 0 | 0 | 0 | 0 | 0 | 0 | Diesel engine | 0 | 0 | 0 | 0 | 0 | 0 | 0 | 0 | 0 | 0 | 0 | 0 | 0 | 0 | 0 | 0 | 0 | 0 | 0 | 0 | Diesel engine | 0 | 0 | 0 | 0 | 0 | 0 | 0 | 0 | 0 | 0 | 0 | 0 | 0 | 0 | 0 | 0 | 0 | 0 | 0 | 0
DSM | 0 | 0 | 0 | 0 | 0 | 0 | 0 | 0 | 0 | 0 | 0 | 0 | 0 | 0 | 0 | 0 | 0 | 0 | 0 | 0 | DSM | 0 | 0 | 0 | 0 | 0 | 0 | 0 | 0 | 0 | 0 | 0 | 0 | 0 | 0 | 0 | 0 | 0 | 0 | 0 | 0 | DSM | 0 | 0 | 0 | 0 | 0 | 0 | 0 | 0 | 0 | 0 | 0 | 0 | 0 | 0 | 0 | 0 | 0 | 0 | 0 | 0 | DSM | 0 | 0 | 0 | 0 | 0 | 0 | 0 | 0 | 0 | 0 | 0 | 0 | 0 | 0 | 0 | 0 | 0 | 0 | 0 | 0
Flexible gas | 0 | 0 | 0 | 0 | 0 | 0 | 0 | 0 | 0 | 0 | 0 | 0 | 0 | 0 | 0 | 0 | 0 | 0 | 0 | 0 | Flexible gas | 0 | 0 | 0 | 0 | 0 | 0 | 0 | 0 | 0 | 0 | 0 | 0 | 0 | 0 | 0 | 0 | 0 | 0 | 0 | 0 | Flexible gas | 0 | 0 | 0 | 0 | 0 | 0 | 0 | 0 | 0 | 0 | 0 | 0 | 0 | 0 | 0 | 0 | 0 | 0 | 0 | 0 | Flexible gas | 0 | 0 | 0 | 0 | 0 | 0 | 0 | 0 | 0 | 0 | 0 | 0 | 0 | 0 | 0 | 0 | 0 | 0 | 0 | 0
OCGT | 0 | 0 | 0 | 0 | 0 | 0 | 0 | 0 | 0 | 0 | 0 | 0 | 0 | 0 | 0 | 0 | 0 | 0 | 0 | 0 | OCGT | 0 | 0 | 0 | 0 | 0 | 0 | 0 | 0 | 0 | 0 | 0 | 0 | 0 | 0 | 0 | 0 | 0 | 0 | 0 | 0 | OCGT | 0 | 0 | 0 | 0 | 0 | 0 | 0 | 0 | 0 | 0 | 0 | 0 | 0 | 0 | 0 | 0 | 0 | 0 | 0 | 0 | OCGT | 0 | 0 | 0 | 0 | 0 | 0 | 0 | 0 | 0 | 0 | 0 | 0 | 0 | 0 | 0 | 0 | 0 | 0 | 0 | 0
Solar PV | 0 | 0 | 0 | 0 | 0 | 0 | 0 | 0 | 0 | 0 | 0 | 0 | 0 | 0 | 0 | 0 | 0 | 0 | 0 | 0 | Solar PV | 0 | 0 | 0 | 0 | 0 | 0 | 0 | 0 | 0 | 0 | 0 | 0 | 0 | 0 | 0 | 0 | 0 | 0 | 0 | 0 | Solar PV | 0 | 0 | 0 | 0 | 0 | 0 | 0 | 0 | 0 | 0 | 0 | 0 | 0 | 0 | 0 | 0 | 0 | 0 | 0 | 0 | Solar PV | 0 | 0 | 0 | 0 | 0 | 0 | 0 | 0 | 0 | 0 | 0 | 0 | 0 | 0 | 0 | 0 | 0 | 0 | 0 | 0
Waste to energy | 0 | 0 | 0 | 0 | 0 | 0 | 0 | 0 | 0 | 0 | 0 | 0 | 0 | 0 | 0 | 0 | 0 | 0 | 0 | 0 | Waste to energy | 0 | 0 | 0 | 0 | 0 | 0 | 0 | 0 | 0 | 0 | 0 | 0 | 0 | 0 | 0 | 0 | 0 | 0 | 0 | 0 | Waste to energy | 0 | 0 | 0 | 0 | 0 | 0 | 0 | 0 | 0 | 0 | 0 | 0 | 0 | 0 | 0 | 0 | 0 | 0 | 0 | 0 | Waste to energy | 0 | 0 | 0 | 0 | 0 | 0 | 0 | 0 | 0 | 0 | 0 | 0 | 0 | 0 | 0 | 0 | 0 | 0 | 0 | 0
Metro South West | [20 empty] | Metro South West | [20 empty] | Metro South West | [20 empty] | Metro South West
Additions | [20 empty] | Additions | [20 empty] | Additions | [20 empty] | Additions
Battery - 2hrs | 8.65 | 1.23 | 0.07 | 0 | 0 | 0 | 0.41 | 11.07 | 3.29 | 0 | 6.17 | 3.09 | 1.51 | 0 | 0 | 0 | 0 | 0 | 0 | 0 | Battery - 2hrs | 0.01 | 8.37 | 1.59 | 0 | 0 | 8.98 | 0 | 4.87 | 0 | 0 | 0 | 0 | 0 | 0 | 0 | 0 | 0 | 0 | 0 | 0 | Battery - 2hrs | 0.15 | 0 | 0 | 0 | 0 | 0 | 0 | 0 | 0 | 0 | 0 | 0 | 0 | 0 | 0 | 0.11 | 0.02 | 0 | 0 | 0 | Battery - 2hrs | 0.05 | 0 | 0 | 0 | 0 | 0 | 0 | 0 | 0.17 | 0 | 0.04 | 0 | 0 | 0 | 0 | 0 | 0 | 0 | 0 | 0
Battery - 4hrs | 0.01 | 0 | 0 | 0 | 0 | 0 | 0.01 | 0.01 | 0 | 0 | 0.01 | 0 | 0.01 | 0.35 | 0.17 | 8.65 | 61.63 | 0.61 | 0 | 0 | Battery - 4hrs | 0.01 | 0 | 0 | 0 | 0 | 0.01 | 0 | 0.08 | 11.48 | 0 | 51.74 | 6.71 | 5.86 | 0.26 | 18.9 | 0 | 86.16 | 8.22 | 3.93 | 0 | Battery - 4hrs | 0.02 | 0 | 0 | 0 | 0 | 0.22 | 28.41 | 0.02 | 0 | 0 | 46.08 | 35.73 | 0.01 | 0.01 | 19.39 | 45.91 | 68.81 | 0 | 0 | 0 | Battery - 4hrs | 0.02 | 0 | 0 | 0 | 0 | 0.01 | 0 | 0 | 0.9 | 0 | 115.07 | 0 | 0 | 0.53 | 0 | 100.91 | 85.48 | 0 | 0.04 | 204.77
Black coal | 0 | 0 | 0 | 0 | 0 | 0 | 0 | 0 | 0 | 0 | 0 | 0 | 0 | 0 | 0 | 0 | 0 | 0 | 0 | 0 | Black coal | 0 | 0 | 0 | 0 | 0 | 0 | 0 | 0 | 0 | 0 | 0 | 0 | 0 | 0 | 0 | 0 | 0 | 0 | 0 | 0 | Black coal | 0 | 0 | 0 | 0 | 0 | 0 | 0 | 0 | 0 | 0 | 0 | 0 | 0 | 0 | 0 | 0 | 0 | 0 | 0 | 0 | Black coal | 0 | 0 | 0 | 0 | 0 | 0 | 0 | 0 | 0 | 0 | 0 | 0 | 0 | 0 | 0 | 0 | 0 | 0 | 0 | 0
CCGT | 0 | 0 | 0 | 0 | 0 | 0 | 0 | 0 | 0 | 0 | 0 | 0 | 0 | 0 | 0 | 0 | 0 | 0 | 0 | 0 | CCGT | 0 | 0 | 0 | 0 | 0 | 0 | 0 | 0 | 0 | 0 | 0 | 0 | 0 | 0 | 0 | 0 | 0 | 0 | 0 | 0 | CCGT | 0 | 0 | 0 | 0.009749 | 0.009749 | 0 | 0 | 0 | 0 | 0 | 0 | 0 | 0 | 0 | 0 | 0 | 0 | 0 | 0 | 0 | CCGT | 0 | 0 | 0 | 0.019498 | 0.009749 | 0 | 0 | 0 | 0 | 0 | 0 | 0 | 0 | 0 | 0 | 0 | 0 | 0 | 0 | 0
Cogeneration | 0 | 0 | 0 | 0 | 0 | 0 | 0 | 0 | 0 | 0 | 0 | 0 | 0 | 0 | 0 | 0 | 0 | 0 | 0 | 0 | Cogeneration | 0 | 0 | 0 | 0 | 0 | 0 | 0 | 0 | 0 | 0 | 0 | 0 | 0 | 0 | 0 | 0 | 0 | 0 | 0 | 0 | Cogeneration | 0 | 0 | 0 | 0 | 0 | 0 | 0 | 0 | 0 | 0 | 0 | 0 | 0 | 0 | 0 | 0 | 0 | 0 | 0 | 0 | Cogeneration | 0 | 0 | 0 | 0 | 0 | 0 | 0 | 0 | 0 | 0 | 0 | 0 | 0 | 0 | 0 | 0 | 0 | 0 | 0 | 0
Diesel engine | 0 | 0 | 0 | 0 | 0 | 0 | 0 | 0 | 0 | 0 | 0 | 0 | 0 | 0 | 0 | 0 | 0 | 0 | 0 | 0 | Diesel engine | 0 | 0 | 0 | 0 | 0 | 0 | 0 | 0 | 0 | 0 | 0 | 0 | 0 | 0 | 0 | 0 | 0 | 0 | 0 | 0 | Diesel engine | 0 | 0 | 0 | 0 | 0 | 0 | 0 | 0 | 0 | 0 | 0 | 0 | 0 | 0 | 0 | 0 | 0 | 0 | 0 | 0 | Diesel engine | 0 | 0 | 0 | 0 | 0 | 0 | 0 | 0 | 0 | 0 | 0 | 0 | 0 | 0 | 0 | 0 | 0 | 0 | 0 | 0
DSM | 0 | 0 | 0 | 0 | 0 | 0 | 0 | 0 | 0 | 0 | 0 | 0 | 0 | 0 | 0 | 0 | 0 | 0 | 0 | 0 | DSM | 0 | 0 | 0 | 0 | 0 | 0 | 0 | 0 | 0 | 0 | 0 | 0 | 0 | 0 | 0 | 0 | 0 | 0 | 0 | 0 | DSM | 0 | 0 | 0 | 0 | 0 | 0 | 0 | 0 | 0 | 0 | 0 | 0 | 0 | 0 | 0 | 0 | 0 | 0 | 0 | 0 | DSM | 0 | 0 | 0 | 0 | 0 | 0 | 0 | 0 | 0 | 0 | 0 | 0 | 0 | 0 | 0 | 0 | 0 | 0 | 0 | 0
Flexible gas | 0 | 0 | 0 | 0 | 0 | 0 | 0 | 0 | 0 | 0 | 0 | 0 | 0 | 0 | 0 | 0 | 3.3972 | 0 | 0.78776 | 0 | Flexible gas | 0 | 0 | 0 | 0 | 0 | 0 | 0 | 0 | 0 | 0 | 0 | 0 | 0 | 0 | 0 | 0 | 0.009847 | 0 | 0 | 0 | Flexible gas | 0 | 0 | 0 | 52.7208 | 86.9293 | 0.29541 | 0 | 0 | 0 | 0 | 0 | 0 | 0 | 0 | 0 | 0 | 93.0148 | 64.0449 | 78.323 | 0 | Flexible gas | 0 | 0 | 0 | 77.5944 | 21.8702 | 0 | 0 | 0 | 5.731 | 0.6696 | 49.8849 | 166.6506 | 0 | 140.0342 | 0 | 0 | 273.9435 | 0 | 213.2466 | 0
OCGT | 0 | 0 | 0 | 0 | 0 | 0 | 0 | 0 | 0 | 0 | 0 | 0 | 0 | 0 | 0 | 0 | 0 | 0 | 0 | 0 | OCGT | 0 | 0 | 0 | 0 | 0 | 0 | 0 | 0 | 0 | 0 | 0 | 0 | 0 | 0 | 0 | 0 | 0 | 0 | 0 | 0 | OCGT | 0 | 0 | 0 | 0 | 0 | 0 | 0 | 0 | 0 | 0 | 0 | 0 | 0 | 0 | 0 | 0 | 0 | 0 | 0 | 0 | OCGT | 0 | 0 | 0 | 0 | 0 | 0 | 0 | 0 | 0 | 0 | 0 | 0 | 0 | 0 | 0 | 0 | 0 | 0 | 0 | 0
Solar PV | 0 | 0 | 0.0098 | 0.0196 | 0 | 0 | 0 | 0 | 0 | 0 | 0 | 0 | 0.0196 | 0 | 0 | 0 | 0.0196 | 0.0294 | 0 | 0 | Solar PV | 0 | 0 | 0.0196 | 0 | 0 | 0 | 0 | 0 | 0 | 0 | 0 | 0 | 0 | 0 | 0 | 0 | 0 | 0 | 0 | 0 | Solar PV | 0 | 0 | 0.0098 | 0 | 0 | 256.711 | 382.347 | 0 | 165.8748 | 0 | 1.764 | 0 | 147.4116 | 25.8622 | 0 | 0 | 0 | 0 | 0 | 0 | Solar PV | 0 | 0 | 0.0098 | 0 | 0.0392 | 586.334 | 325.3502 | 0 | 0 | 0 | 0 | 0 | 0 | 68.2668 | 0 | 0 | 0 | 0 | 0 | 0
Waste to energy | 0 | 0 | 33.12 | 26.588 | 0 | 0 | 0 | 0 | 0 | 0 | 0 | 0 | 0 | 0 | 0 | 0 | 0 | 0 | 0 | 0 | Waste to energy | 0 | 0 | 33.12 | 26.588 | 0 | 0 | 0 | 0 | 0 | 0 | 0 | 0 | 0 | 0 | 0 | 0 | 0 | 0 | 0 | 0 | Waste to energy | 0 | 0 | 33.12 | 26.588 | 0 | 0 | 0 | 0 | 0 | 0 | 0 | 0 | 0 | 0 | 0 | 0 | 0 | 0 | 0 | 0 | Waste to energy | 0 | 0 | 33.12 | 26.588 | 0 | 0 | 0 | 0 | 0 | 0 | 0 | 0 | 0 | 0 | 0 | 0 | 0 | 0 | 0 | 0
Economic exit | [20 empty] | Economic exit | [20 empty] | Economic exit | [20 empty] | Economic exit
Battery - 2hrs | 0 | 0 | 0 | 0 | 0 | 0 | 0 | 0 | 0 | 0 | 0 | 0 | 0 | 0 | 0 | 0 | 0 | 0 | 0 | 0 | Battery - 2hrs | 0 | 0 | 0 | 0 | 0 | 0 | 0 | 0 | 0 | 0 | 0 | 0 | 0 | 0 | 0 | 0 | 0 | 0 | 0 | 0 | Battery - 2hrs | 0 | 0 | 0 | 0 | 0 | 0 | 0 | 0 | 0 | 0 | 0 | 0 | 0 | 0 | 0 | 0 | 0 | 0 | 0 | 0 | Battery - 2hrs | 0 | 0 | 0 | 0 | 0 | 0 | 0 | 0 | 0 | 0 | 0 | 0 | 0 | 0 | 0 | 0 | 0 | 0 | 0 | 0
Battery - 4hrs | 0 | 0 | 0 | 0 | 0 | 0 | 0 | 0 | 0 | 0 | 0 | 0 | 0 | 0 | 0 | 0 | 0 | 0 | 0 | 0 | Battery - 4hrs | 0 | 0 | 0 | 0 | 0 | 0 | 0 | 0 | 0 | 0 | 0 | 0 | 0 | 0 | 0 | 0 | 0 | 0 | 0 | 0 | Battery - 4hrs | 0 | 0 | 0 | 0 | 0 | 0 | 0 | 0 | 0 | 0 | 0 | 0 | 0 | 0 | 0 | 0 | 0 | 0 | 0 | 0 | Battery - 4hrs | 0 | 0 | 0 | 0 | 0 | 0 | 0 | 0 | 0 | 0 | 0 | 0 | 0 | 0 | 0 | 0 | 0 | 0 | 0 | 0
Black coal | 0 | 0 | 0 | 0 | 0 | 0 | 0 | 0 | 0 | 0 | 0 | 0 | 0 | 0 | 0 | 0 | 0 | 0 | 0 | 0 | Black coal | 0 | 0 | 0 | 0 | 0 | 0 | 0 | 0 | 0 | 0 | 0 | 0 | 0 | 0 | 0 | 0 | 0 | 0 | 0 | 0 | Black coal | 0 | 0 | 0 | 0 | 0 | 0 | 0 | 0 | 0 | 0 | 0 | 0 | 0 | 0 | 0 | 0 | 0 | 0 | 0 | 0 | Black coal | 0 | 0 | 0 | 0 | 0 | 0 | 0 | 0 | 0 | 0 | 0 | 0 | 0 | 0 | 0 | 0 | 0 | 0 | 0 | 0
CCGT | 0 | 0 | 0 | 0 | 0 | 0 | 0 | 0 | 0 | 0 | 0 | 0 | 0 | 0 | 0 | 0 | 0 | 0 | 0 | 0 | CCGT | 0 | 0 | 0 | 0 | 0 | 0 | 0 | 0 | 0 | 0 | 0 | 0 | 0 | 0 | 0 | 0 | 0 | 0 | 0 | 0 | CCGT | 0 | 0 | 0 | 0 | 0 | 0 | 0 | 0 | 0 | 0 | 0 | 0 | 0 | 0 | 0 | 0 | 0 | 0 | 0 | 0 | CCGT | 0 | 0 | 0 | 0 | 0 | 0 | 0 | 0 | 0 | 0 | 0 | 0 | 0 | 0 | 0 | 0 | 0 | 0 | 0 | 0
Cogeneration | 0 | 0 | 0 | 0 | 0 | 0 | 0 | 0 | 0 | 0 | 0 | 0 | 0 | 0 | 0 | 0 | 0 | 0 | 0 | 0 | Cogeneration | 0 | 0 | 0 | 0 | 0 | 0 | 0 | 0 | 0 | 0 | 0 | 0 | 0 | 0 | 0 | 0 | 0 | 0 | 0 | 0 | Cogeneration | 0 | 0 | 0 | 0 | 0 | 0 | 0 | 0 | 0 | 0 | 0 | 0 | 0 | 0 | 0 | 0 | 0 | 0 | 0 | 0 | Cogeneration | 0 | 0 | 0 | 0 | 0 | 0 | 0 | 0 | 0 | 0 | 0 | 0 | 0 | 0 | 0 | 0 | 0 | 0 | 0 | 0
Diesel engine | 0 | 0 | 0 | 0 | 0 | 0 | 0 | 0 | 0 | 0 | 0 | 0 | 0 | 0 | 0 | 0 | 0 | 0 | 0 | 0 | Diesel engine | 0 | 0 | 0 | 0 | 0 | 0 | 0 | 0 | 0 | 0 | 0 | 0 | 0 | 0 | 0 | 0 | 0 | 0 | 0 | 0 | Diesel engine | 0 | 0 | 0 | 0 | 0 | 0 | 0 | 0 | 0 | 0 | 0 | 0 | 0 | 0 | 0 | 0 | 0 | 0 | 0 | 0 | Diesel engine | 0 | 0 | 0 | 0 | 0 | 0 | 0 | 0 | 0 | 0 | 0 | 0 | 0 | 0 | 0 | 0 | 0 | 0 | 0 | 0
DSM | 0 | 0 | 0 | 0 | 0 | 0 | 0 | 0 | 0 | 0 | 0 | 0 | 0 | 0 | 0 | 0 | 0 | 0 | 0 | 0 | DSM | 0 | 0 | 0 | 0 | 0 | 0 | 0 | 0 | 0 | 0 | 0 | 0 | 0 | 0 | 0 | 0 | 0 | 0 | 0 | 0 | DSM | 0 | 0 | 0 | 0 | 0 | 0 | 0 | 0 | 0 | 0 | 0 | 0 | 0 | 0 | 0 | 0 | 0 | 0 | 0 | 0 | DSM | 0 | 0 | 0 | 0 | 0 | 0 | 0 | 0 | 0 | 0 | 0 | 0 | 0 | 0 | 0 | 0 | 0 | 0 | 0 | 0
Flexible gas | 0 | 0 | 0 | 0 | 0 | 0 | 0 | 0 | 0 | 0 | 0 | 0 | 0 | 0 | 0 | 0 | 0 | 0 | 0 | 0 | Flexible gas | 0 | 0 | 0 | 0 | 0 | 0 | 0 | 0 | 0 | 0 | 0 | 0 | 0 | 0 | 0 | 0 | 0 | 0 | 0 | 0 | Flexible gas | 0 | 0 | 0 | 0 | 0 | 0 | 0 | 0 | 0 | 0 | 0 | 0 | 0 | 0 | 0 | 0 | 0 | 0 | 0 | 0 | Flexible gas | 0 | 0 | 0 | 0 | 0 | 0 | 0 | 0 | 0 | 0 | 0 | 0 | 0 | 0 | 0 | 0 | 0 | 0 | 0 | 0
OCGT | 0 | 0 | 0 | 0 | 0 | 0 | 0 | 0 | 0 | 0 | 0 | 0 | 0 | 0 | 0 | 0 | 0 | 0 | 0 | 0 | OCGT | 0 | 0 | 0 | 0 | 0 | 0 | 0 | 0 | 0 | 0 | 0 | 0 | 0 | 0 | 0 | 0 | 0 | 0 | 0 | 0 | OCGT | 0 | 0 | 0 | 0 | 0 | 0 | 0 | 0 | 0 | 0 | 0 | 0 | 0 | 0 | 0 | 0 | 0 | 0 | 0 | 0 | OCGT | 0 | 0 | 0 | 0 | 0 | 0 | 0 | 0 | 0 | 0 | 0 | 0 | 0 | 0 | 0 | 0 | 0 | 0 | 0 | 0
Solar PV | 0 | 0 | 0 | 0 | 0 | 0 | 0 | 0 | 0 | 0 | 0 | 0 | 0 | 0 | 0 | 0 | 0 | 0 | 0 | 0 | Solar PV | 0 | 0 | 0 | 0 | 0 | 0 | 0 | 0 | 0 | 0 | 0 | 0 | 0 | 0 | 0 | 0 | 0 | 0 | 0 | 0 | Solar PV | 0 | 0 | 0 | 0 | 0 | 0 | 0 | 0 | 0 | 0 | 0 | 0 | 0 | 0 | 0 | 0 | 0 | 0 | 0 | 0 | Solar PV | 0 | 0 | 0 | 0 | 0 | 0 | 0 | 0 | 0 | 0 | 0 | 0 | 0 | 0 | 0 | 0 | 0 | 0 | 0 | 0
Waste to energy | 0 | 0 | 0 | 0 | 0 | 0 | 0 | 0 | 0 | 0 | 0 | 0 | 0 | 0 | 0 | 0 | 0 | 0 | 0 | 0 | Waste to energy | 0 | 0 | 0 | 0 | 0 | 0 | 0 | 0 | 0 | 0 | 0 | 0 | 0 | 0 | 0 | 0 | 0 | 0 | 0 | 0 | Waste to energy | 0 | 0 | 0 | 0 | 0 | 0 | 0 | 0 | 0 | 0 | 0 | 0 | 0 | 0 | 0 | 0 | 0 | 0 | 0 | 0 | Waste to energy | 0 | 0 | 0 | 0 | 0 | 0 | 0 | 0 | 0 | 0 | 0 | 0 | 0 | 0 | 0 | 0 | 0 | 0 | 0 | 0
End of technical life closures | [20 empty] | End of technical life closures | [20 empty] | End of technical life closures | [20 empty] | End of technical life closures
Battery - 2hrs | 0 | 0 | 0 | 0 | 0 | 0 | 0 | 0 | 0 | 0 | 0 | 0 | 0 | 0 | 0 | -8.65 | -1.23 | -0.07 | 0 | 0 | Battery - 2hrs | 0 | 0 | 0 | 0 | 0 | 0 | 0 | 0 | 0 | 0 | 0 | 0 | 0 | 0 | 0 | -0.01 | -8.37 | -1.59 | 0 | 0 | Battery - 2hrs | 0 | 0 | 0 | 0 | 0 | 0 | 0 | 0 | 0 | 0 | 0 | 0 | 0 | 0 | 0 | -0.15 | 0 | 0 | 0 | 0 | Battery - 2hrs | 0 | 0 | 0 | 0 | 0 | 0 | 0 | 0 | 0 | 0 | 0 | 0 | 0 | 0 | 0 | -0.05 | 0 | 0 | 0 | 0
Battery - 4hrs | 0 | 0 | 0 | 0 | 0 | 0 | 0 | 0 | 0 | 0 | 0 | 0 | 0 | 0 | 0 | -0.01 | 0 | 0 | 0 | 0 | Battery - 4hrs | 0 | 0 | 0 | 0 | 0 | 0 | 0 | 0 | 0 | 0 | 0 | 0 | 0 | 0 | 0 | -0.01 | 0 | 0 | 0 | 0 | Battery - 4hrs | 0 | 0 | 0 | 0 | 0 | 0 | 0 | 0 | 0 | 0 | 0 | 0 | 0 | 0 | 0 | -0.02 | 0 | 0 | 0 | 0 | Battery - 4hrs | 0 | 0 | 0 | 0 | 0 | 0 | 0 | 0 | 0 | 0 | 0 | 0 | 0 | 0 | 0 | -0.02 | 0 | 0 | 0 | 0
Black coal | 0 | 0 | 0 | 0 | 0 | 0 | 0 | 0 | 0 | 0 | 0 | 0 | 0 | 0 | 0 | 0 | 0 | 0 | 0 | 0 | Black coal | 0 | 0 | 0 | 0 | 0 | 0 | 0 | 0 | 0 | 0 | 0 | 0 | 0 | 0 | 0 | 0 | 0 | 0 | 0 | 0 | Black coal | 0 | 0 | 0 | 0 | 0 | 0 | 0 | 0 | 0 | 0 | 0 | 0 | 0 | 0 | 0 | 0 | 0 | 0 | 0 | 0 | Black coal | 0 | 0 | 0 | 0 | 0 | 0 | 0 | 0 | 0 | 0 | 0 | 0 | 0 | 0 | 0 | 0 | 0 | 0 | 0 | 0
CCGT | 0 | 0 | 0 | 0 | 0 | 0 | 0 | 0 | 0 | 0 | 0 | 0 | 0 | 0 | 0 | 0 | 0 | 0 | 0 | 0 | CCGT | 0 | 0 | 0 | 0 | 0 | 0 | 0 | 0 | 0 | 0 | 0 | 0 | 0 | 0 | 0 | 0 | 0 | 0 | 0 | 0 | CCGT | 0 | 0 | 0 | 0 | 0 | 0 | 0 | 0 | 0 | 0 | 0 | 0 | 0 | 0 | 0 | 0 | 0 | 0 | 0 | 0 | CCGT | 0 | 0 | 0 | 0 | 0 | 0 | 0 | 0 | 0 | 0 | 0 | 0 | 0 | 0 | 0 | 0 | 0 | 0 | 0 | 0
Cogeneration | 0 | 0 | 0 | 0 | 0 | 0 | 0 | 0 | 0 | 0 | -41.71 | 0 | 0 | 0 | 0 | 0 | -85.36 | 0 | 0 | 0 | Cogeneration | 0 | 0 | 0 | 0 | 0 | 0 | 0 | 0 | 0 | 0 | -41.71 | 0 | 0 | 0 | 0 | 0 | -85.36 | 0 | 0 | 0 | Cogeneration | 0 | 0 | 0 | 0 | 0 | 0 | 0 | 0 | 0 | 0 | -41.71 | 0 | 0 | 0 | 0 | 0 | -85.36 | 0 | 0 | 0 | Cogeneration | 0 | 0 | 0 | 0 | 0 | 0 | 0 | 0 | 0 | 0 | -41.71 | 0 | 0 | 0 | 0 | 0 | -85.36 | 0 | 0 | 0
Diesel engine | 0 | 0 | 0 | 0 | 0 | 0 | 0 | 0 | 0 | 0 | 0 | 0 | 0 | 0 | 0 | 0 | 0 | 0 | 0 | 0 | Diesel engine | 0 | 0 | 0 | 0 | 0 | 0 | 0 | 0 | 0 | 0 | 0 | 0 | 0 | 0 | 0 | 0 | 0 | 0 | 0 | 0 | Diesel engine | 0 | 0 | 0 | 0 | 0 | 0 | 0 | 0 | 0 | 0 | 0 | 0 | 0 | 0 | 0 | 0 | 0 | 0 | 0 | 0 | Diesel engine | 0 | 0 | 0 | 0 | 0 | 0 | 0 | 0 | 0 | 0 | 0 | 0 | 0 | 0 | 0 | 0 | 0 | 0 | 0 | 0
DSM | 0 | 0 | 0 | 0 | 0 | 0 | 0 | 0 | 0 | 0 | 0 | 0 | 0 | 0 | 0 | 0 | 0 | 0 | 0 | 0 | DSM | 0 | 0 | 0 | 0 | 0 | 0 | 0 | 0 | 0 | 0 | 0 | 0 | 0 | 0 | 0 | 0 | 0 | 0 | 0 | 0 | DSM | 0 | 0 | 0 | 0 | 0 | 0 | 0 | 0 | 0 | 0 | 0 | 0 | 0 | 0 | 0 | 0 | 0 | 0 | 0 | 0 | DSM | 0 | 0 | 0 | 0 | 0 | 0 | 0 | 0 | 0 | 0 | 0 | 0 | 0 | 0 | 0 | 0 | 0 | 0 | 0 | 0
Flexible gas | 0 | 0 | 0 | 0 | 0 | 0 | 0 | 0 | 0 | 0 | 0 | 0 | 0 | 0 | 0 | 0 | 0 | 0 | 0 | 0 | Flexible gas | 0 | 0 | 0 | 0 | 0 | 0 | 0 | 0 | 0 | 0 | 0 | 0 | 0 | 0 | 0 | 0 | 0 | 0 | 0 | 0 | Flexible gas | 0 | 0 | 0 | 0 | 0 | 0 | 0 | 0 | 0 | 0 | 0 | 0 | 0 | 0 | 0 | 0 | 0 | 0 | 0 | 0 | Flexible gas | 0 | 0 | 0 | 0 | 0 | 0 | 0 | 0 | 0 | 0 | 0 | 0 | 0 | 0 | 0 | 0 | 0 | 0 | 0 | 0
OCGT | 0 | 0 | 0 | 0 | 0 | 0 | 0 | 0 | 0 | 0 | 0 | 0 | 0 | 0 | 0 | 0 | 0 | 0 | 0 | 0 | OCGT | 0 | 0 | 0 | 0 | 0 | 0 | 0 | 0 | 0 | 0 | 0 | 0 | 0 | 0 | 0 | 0 | 0 | 0 | 0 | 0 | OCGT | 0 | 0 | 0 | 0 | 0 | 0 | 0 | 0 | 0 | 0 | 0 | 0 | 0 | 0 | 0 | 0 | 0 | 0 | 0 | 0 | OCGT | 0 | 0 | 0 | 0 | 0 | 0 | 0 | 0 | 0 | 0 | 0 | 0 | 0 | 0 | 0 | 0 | 0 | 0 | 0 | 0
Solar PV | 0 | 0 | 0 | 0 | 0 | 0 | 0 | 0 | 0 | 0 | 0 | 0 | 0 | 0 | 0 | 0 | 0 | 0 | 0 | 0 | Solar PV | 0 | 0 | 0 | 0 | 0 | 0 | 0 | 0 | 0 | 0 | 0 | 0 | 0 | 0 | 0 | 0 | 0 | 0 | 0 | 0 | Solar PV | 0 | 0 | 0 | 0 | 0 | 0 | 0 | 0 | 0 | 0 | 0 | 0 | 0 | 0 | 0 | 0 | 0 | 0 | 0 | 0 | Solar PV | 0 | 0 | 0 | 0 | 0 | 0 | 0 | 0 | 0 | 0 | 0 | 0 | 0 | 0 | 0 | 0 | 0 | 0 | 0 | 0
Waste to energy | 0 | 0 | 0 | 0 | 0 | 0 | 0 | 0 | 0 | 0 | 0 | 0 | 0 | 0 | 0 | 0 | 0 | 0 | 0 | 0 | Waste to energy | 0 | 0 | 0 | 0 | 0 | 0 | 0 | 0 | 0 | 0 | 0 | 0 | 0 | 0 | 0 | 0 | 0 | 0 | 0 | 0 | Waste to energy | 0 | 0 | 0 | 0 | 0 | 0 | 0 | 0 | 0 | 0 | 0 | 0 | 0 | 0 | 0 | 0 | 0 | 0 | 0 | 0 | Waste to energy | 0 | 0 | 0 | 0 | 0 | 0 | 0 | 0 | 0 | 0 | 0 | 0 | 0 | 0 | 0 | 0 | 0 | 0 | 0 | 0
Mid East | [20 empty] | Mid East | [20 empty] | Mid East | [20 empty] | Mid East
Additions | [20 empty] | Additions | [20 empty] | Additions | [20 empty] | Additions
Battery - 2hrs | 6.63 | 1.85 | 1.45 | 0 | 0 | 0.02 | 0 | 0.01 | 0.01 | 0 | 0.01 | 0.02 | 0.34 | 0.45 | 0 | 0 | 0 | 0 | 0 | 0 | Battery - 2hrs | 0.01 | 6.47 | 3.48 | 0 | 0 | 0.02 | 0 | 0.53 | 0 | 0 | 0 | 0 | 0 | 0 | 0 | 0 | 0 | 0 | 0 | 0 | Battery - 2hrs | 0.15 | 0 | 0 | 0 | 0 | 0 | 0 | 0 | 0 | 0 | 0 | 0 | 0 | 0 | 0 | 0.1 | 0.02 | 0 | 0 | 0 | Battery - 2hrs | 0.05 | 0 | 0 | 0 | 0 | 0 | 0 | 0 | 0.01 | 0 | 0 | 0 | 0.01 | 0.03 | 0 | 0.05 | 0.05 | 0 | 0.02 | 0.01
Battery - 4hrs | 0.01 | 0 | 0 | 0 | 0 | 0 | 0.01 | 0.01 | 0 | 0 | 0.01 | 0 | 0.01 | 0.21 | 0.12 | 6.64 | 86.92 | 5.15 | 0 | 0 | Battery - 4hrs | 0.01 | 0 | 0 | 0 | 0 | 0.01 | 0 | 0.07 | 0.53 | 0 | 0.26 | 0.05 | 0.49 | 88.01 | 0.02 | 0 | 6.47 | 3.49 | 0 | 0 | Battery - 4hrs | 0.02 | 0 | 0 | 0 | 0 | 0.2 | 0.31 | 0.02 | 0 | 0 | 0.07 | 0.03 | 0 | 0 | 0.11 | 0.08 | 0.15 | 0 | 0 | 0 | Battery - 4hrs | 0.02 | 0 | 0 | 0 | 0 | 0.01 | 0 | 0 | 0.03 | 0 | 0 | 0 | 0.01 | 0.1 | 0 | 0 | 52.87 | 0 | 25.61 | 0
Black coal | 0 | 0 | 0 | 0 | 0 | 0 | 0 | 0 | 0 | 0 | 0 | 0 | 0 | 0 | 0 | 0 | 0 | 0 | 0 | 0 | Black coal | 0 | 0 | 0 | 0 | 0 | 0 | 0 | 0 | 0 | 0 | 0 | 0 | 0 | 0 | 0 | 0 | 0 | 0 | 0 | 0 | Black coal | 0 | 0 | 0 | 0 | 0 | 0 | 0 | 0 | 0 | 0 | 0 | 0 | 0 | 0 | 0 | 0 | 0 | 0 | 0 | 0 | Black coal | 0 | 0 | 0 | 0 | 0 | 0 | 0 | 0 | 0 | 0 | 0 | 0 | 0 | 0 | 0 | 0 | 0 | 0 | 0 | 0
CCGT | 0 | 0 | 0 | 0 | 0 | 0 | 0 | 0 | 0 | 0 | 0 | 0 | 0 | 0 | 0 | 0 | 0 | 0 | 0 | 0 | CCGT | 0 | 0 | 0 | 0 | 0 | 0 | 0 | 0 | 0 | 0 | 0 | 0 | 0 | 0 | 0 | 0 | 0 | 0 | 0 | 0 | CCGT | 0 | 0 | 0 | 0 | 0 | 0 | 0 | 0 | 0 | 0 | 0 | 0 | 0 | 0 | 0 | 0 | 0 | 0 | 0 | 0 | CCGT | 0 | 0 | 0 | 0 | 0 | 0 | 0 | 0 | 0 | 0 | 0 | 0 | 0 | 0 | 0 | 0 | 0 | 0 | 0 | 0
Cogeneration | 0 | 0 | 0 | 0 | 0 | 0 | 0 | 0 | 0 | 0 | 0 | 0 | 0 | 0 | 0 | 0 | 0 | 0 | 0 | 0 | Cogeneration | 0 | 0 | 0 | 0 | 0 | 0 | 0 | 0 | 0 | 0 | 0 | 0 | 0 | 0 | 0 | 0 | 0 | 0 | 0 | 0 | Cogeneration | 0 | 0 | 0 | 0 | 0 | 0 | 0 | 0 | 0 | 0 | 0 | 0 | 0 | 0 | 0 | 0 | 0 | 0 | 0 | 0 | Cogeneration | 0 | 0 | 0 | 0 | 0 | 0 | 0 | 0 | 0 | 0 | 0 | 0 | 0 | 0 | 0 | 0 | 0 | 0 | 0 | 0
Diesel engine | 0 | 0 | 0 | 0 | 0 | 0 | 0 | 0 | 0 | 0 | 0 | 0 | 0 | 0 | 0 | 0 | 0 | 0 | 0 | 0 | Diesel engine | 0 | 0 | 0 | 0 | 0 | 0 | 0 | 0 | 0 | 0 | 0 | 0 | 0 | 0 | 0 | 0 | 0 | 0 | 0 | 0 | Diesel engine | 0 | 0 | 0 | 0 | 0 | 0 | 0 | 0 | 0 | 0 | 0 | 0 | 0 | 0 | 0 | 0 | 0 | 0 | 0 | 0 | Diesel engine | 0 | 0 | 0 | 0 | 0 | 0 | 0 | 0 | 0 | 0 | 0 | 0 | 0 | 0 | 0 | 0 | 0 | 0 | 0 | 0
DSM | 0 | 0 | 0 | 0 | 0 | 0 | 0 | 0 | 0 | 0 | 0 | 0 | 0 | 0 | 0 | 0 | 0 | 0 | 0 | 0 | DSM | 0 | 0 | 0 | 0 | 0 | 0 | 0 | 0 | 0 | 0 | 0 | 0 | 0 | 0 | 0 | 0 | 0 | 0 | 0 | 0 | DSM | 0 | 0 | 0 | 0 | 0 | 0 | 0 | 0 | 0 | 0 | 0 | 0 | 0 | 0 | 0 | 0 | 0 | 0 | 0 | 0 | DSM | 0 | 0 | 0 | 0 | 0 | 0 | 0 | 0 | 0 | 0 | 0 | 0 | 0 | 0 | 0 | 0 | 0 | 0 | 0 | 0
Flexible gas | 0 | 0 | 0 | 0 | 0 | 0 | 0 | 0 | 0 | 0 | 0 | 0 | 0 | 0 | 0 | 0 | 0 | 0 | 0 | 0 | Flexible gas | 0 | 0 | 0 | 0 | 0 | 0 | 0 | 0 | 0 | 0 | 0 | 0 | 0 | 0 | 0 | 0 | 0 | 0 | 0 | 0 | Flexible gas | 0 | 0 | 0 | 0 | 0 | 0 | 0 | 0 | 0 | 0 | 0 | 0 | 0 | 0 | 0 | 0 | 0 | 0 | 0 | 0 | Flexible gas | 0 | 0 | 0 | 0 | 0 | 0 | 0 | 0 | 0 | 0 | 0 | 0 | 0 | 0 | 0 | 0 | 0 | 0 | 0 | 0
OCGT | 0 | 0 | 0 | 0 | 0 | 0 | 0 | 0 | 0 | 0 | 0 | 0 | 0 | 0 | 0 | 0 | 0 | 0 | 0 | 0 | OCGT | 0 | 0 | 0 | 0 | 0 | 0 | 0 | 0 | 0 | 0 | 0 | 0 | 0 | 0 | 0 | 0 | 0 | 0 | 0 | 0 | OCGT | 0 | 0 | 0 | 0 | 0 | 0 | 0 | 0 | 0 | 0 | 0 | 0 | 0 | 0 | 0 | 0 | 0 | 0 | 0 | 0 | OCGT | 0 | 0 | 0 | 0 | 0 | 0 | 0 | 0 | 0 | 0 | 0 | 0 | 0 | 0 | 0 | 0 | 0 | 0 | 0 | 0
Solar PV | 0 | 0 | 0.0392 | 0 | 0 | 0 | 0 | 0 | 0 | 0 | 0 | 0 | 0 | 0 | 0 | 0 | 0.0098 | 0 | 0 | 0 | Solar PV | 0 | 0 | 0.0196 | 0 | 0 | 0 | 0 | 0 | 0 | 0 | 0 | 0 | 0 | 0 | 0 | 0 | 0 | 0 | 0 | 0 | Solar PV | 0 | 0 | 0.0098 | 0 | 0.0098 | 97.5884 | 0 | 0 | 0 | 0 | 0 | 81.3008 | 0.0196 | 0 | 0 | 0 | 0 | 0 | 0 | 0 | Solar PV | 0 | 0 | 0.0098 | 0 | 44.7076 | 226.7034 | 0 | 0 | 0 | 0 | 0 | 0 | 31.3502 | 0 | 0 | 45.3642 | 0 | 0 | 0 | 0
Waste to energy | 0 | 0 | 0 | 0 | 0 | 0 | 0 | 0 | 0 | 0 | 0 | 0 | 0 | 0 | 0 | 0 | 0 | 0 | 0 | 0 | Waste to energy | 0 | 0 | 0 | 0 | 0 | 0 | 0 | 0 | 0 | 0 | 0 | 0 | 0 | 0 | 0 | 0 | 0 | 0 | 0 | 0 | Waste to energy | 0 | 0 | 0 | 0 | 0 | 0 | 0 | 0 | 0 | 0 | 0 | 0 | 0 | 0 | 0 | 0 | 0 | 0 | 0 | 0 | Waste to energy | 0 | 0 | 0 | 0 | 0 | 0 | 0 | 0 | 0 | 0 | 0 | 0 | 0 | 0 | 0 | 0 | 0 | 0 | 0 | 0
Economic exit | [20 empty] | Economic exit | [20 empty] | Economic exit | [20 empty] | Economic exit
Battery - 2hrs | 0 | 0 | 0 | 0 | 0 | 0 | 0 | 0 | 0 | 0 | 0 | 0 | 0 | 0 | 0 | 0 | 0 | 0 | 0 | 0 | Battery - 2hrs | 0 | 0 | 0 | 0 | 0 | 0 | 0 | 0 | 0 | 0 | 0 | 0 | 0 | 0 | 0 | 0 | 0 | 0 | 0 | 0 | Battery - 2hrs | 0 | 0 | 0 | 0 | 0 | 0 | 0 | 0 | 0 | 0 | 0 | 0 | 0 | 0 | 0 | 0 | 0 | 0 | 0 | 0 | Battery - 2hrs | 0 | 0 | 0 | 0 | 0 | 0 | 0 | 0 | 0 | 0 | 0 | 0 | 0 | 0 | 0 | 0 | 0 | 0 | 0 | 0
Battery - 4hrs | 0 | 0 | 0 | 0 | 0 | 0 | 0 | 0 | 0 | 0 | 0 | 0 | 0 | 0 | 0 | 0 | 0 | 0 | 0 | 0 | Battery - 4hrs | 0 | 0 | 0 | 0 | 0 | 0 | 0 | 0 | 0 | 0 | 0 | 0 | 0 | 0 | 0 | 0 | 0 | 0 | 0 | 0 | Battery - 4hrs | 0 | 0 | 0 | 0 | 0 | 0 | 0 | 0 | 0 | 0 | 0 | 0 | 0 | 0 | 0 | 0 | 0 | 0 | 0 | 0 | Battery - 4hrs | 0 | 0 | 0 | 0 | 0 | 0 | 0 | 0 | 0 | 0 | 0 | 0 | 0 | 0 | 0 | 0 | 0 | 0 | 0 | 0
Black coal | 0 | 0 | 0 | 0 | 0 | 0 | 0 | 0 | 0 | 0 | 0 | 0 | 0 | 0 | 0 | 0 | 0 | 0 | 0 | 0 | Black coal | 0 | 0 | 0 | 0 | 0 | 0 | 0 | 0 | 0 | 0 | 0 | 0 | 0 | 0 | 0 | 0 | 0 | 0 | 0 | 0 | Black coal | 0 | 0 | 0 | 0 | 0 | 0 | 0 | 0 | 0 | 0 | 0 | 0 | 0 | 0 | 0 | 0 | 0 | 0 | 0 | 0 | Black coal | 0 | 0 | 0 | 0 | 0 | 0 | 0 | 0 | 0 | 0 | 0 | 0 | 0 | 0 | 0 | 0 | 0 | 0 | 0 | 0
CCGT | 0 | 0 | 0 | 0 | 0 | 0 | 0 | 0 | 0 | 0 | 0 | 0 | 0 | 0 | 0 | 0 | 0 | 0 | 0 | 0 | CCGT | 0 | 0 | 0 | 0 | 0 | 0 | 0 | 0 | 0 | 0 | 0 | 0 | 0 | 0 | 0 | 0 | 0 | 0 | 0 | 0 | CCGT | 0 | 0 | 0 | 0 | 0 | 0 | 0 | 0 | 0 | 0 | 0 | 0 | 0 | 0 | 0 | 0 | 0 | 0 | 0 | 0 | CCGT | 0 | 0 | 0 | 0 | 0 | 0 | 0 | 0 | 0 | 0 | 0 | 0 | 0 | 0 | 0 | 0 | 0 | 0 | 0 | 0
Cogeneration | 0 | 0 | 0 | 0 | 0 | 0 | 0 | 0 | 0 | 0 | 0 | 0 | 0 | 0 | 0 | 0 | 0 | 0 | 0 | 0 | Cogeneration | 0 | 0 | 0 | 0 | 0 | 0 | 0 | 0 | 0 | 0 | 0 | 0 | 0 | 0 | 0 | 0 | 0 | 0 | 0 | 0 | Cogeneration | 0 | 0 | 0 | 0 | 0 | 0 | 0 | 0 | 0 | 0 | 0 | 0 | 0 | 0 | 0 | 0 | 0 | 0 | 0 | 0 | Cogeneration | 0 | 0 | 0 | 0 | 0 | 0 | 0 | 0 | 0 | 0 | 0 | 0 | 0 | 0 | 0 | 0 | 0 | 0 | 0 | 0
Diesel engine | 0 | 0 | 0 | 0 | 0 | 0 | 0 | 0 | 0 | 0 | 0 | 0 | 0 | 0 | 0 | 0 | 0 | 0 | 0 | 0 | Diesel engine | 0 | 0 | 0 | 0 | 0 | 0 | 0 | 0 | 0 | 0 | 0 | 0 | 0 | 0 | 0 | 0 | 0 | 0 | 0 | 0 | Diesel engine | 0 | 0 | 0 | 0 | 0 | 0 | 0 | 0 | 0 | 0 | 0 | 0 | 0 | 0 | 0 | 0 | 0 | 0 | 0 | 0 | Diesel engine | 0 | 0 | 0 | 0 | 0 | 0 | 0 | 0 | 0 | 0 | 0 | 0 | 0 | 0 | 0 | 0 | 0 | 0 | 0 | 0
DSM | 0 | 0 | 0 | 0 | 0 | 0 | 0 | 0 | 0 | 0 | 0 | 0 | 0 | 0 | 0 | 0 | 0 | 0 | 0 | 0 | DSM | 0 | 0 | 0 | 0 | 0 | 0 | 0 | 0 | 0 | 0 | 0 | 0 | 0 | 0 | 0 | 0 | 0 | 0 | 0 | 0 | DSM | 0 | 0 | 0 | 0 | 0 | 0 | 0 | 0 | 0 | 0 | 0 | 0 | 0 | 0 | 0 | 0 | 0 | 0 | 0 | 0 | DSM | 0 | 0 | 0 | 0 | 0 | 0 | 0 | 0 | 0 | 0 | 0 | 0 | 0 | 0 | 0 | 0 | 0 | 0 | 0 | 0
Flexible gas | 0 | 0 | 0 | 0 | 0 | 0 | 0 | 0 | 0 | 0 | 0 | 0 | 0 | 0 | 0 | 0 | 0 | 0 | 0 | 0 | Flexible gas | 0 | 0 | 0 | 0 | 0 | 0 | 0 | 0 | 0 | 0 | 0 | 0 | 0 | 0 | 0 | 0 | 0 | 0 | 0 | 0 | Flexible gas | 0 | 0 | 0 | 0 | 0 | 0 | 0 | 0 | 0 | 0 | 0 | 0 | 0 | 0 | 0 | 0 | 0 | 0 | 0 | 0 | Flexible gas | 0 | 0 | 0 | 0 | 0 | 0 | 0 | 0 | 0 | 0 | 0 | 0 | 0 | 0 | 0 | 0 | 0 | 0 | 0 | 0
OCGT | 0 | 0 | 0 | 0 | 0 | 0 | 0 | 0 | 0 | 0 | 0 | 0 | 0 | 0 | 0 | 0 | 0 | 0 | 0 | 0 | OCGT | 0 | 0 | 0 | 0 | 0 | 0 | 0 | 0 | 0 | 0 | 0 | 0 | 0 | 0 | 0 | 0 | 0 | 0 | 0 | 0 | OCGT | 0 | 0 | 0 | 0 | 0 | 0 | 0 | 0 | 0 | 0 | 0 | 0 | 0 | 0 | 0 | 0 | 0 | 0 | 0 | 0 | OCGT | 0 | 0 | 0 | 0 | 0 | 0 | 0 | 0 | 0 | 0 | 0 | 0 | 0 | 0 | 0 | 0 | 0 | 0 | 0 | 0
Solar PV | 0 | 0 | 0 | 0 | 0 | 0 | 0 | 0 | 0 | 0 | 0 | 0 | 0 | 0 | 0 | 0 | 0 | 0 | 0 | 0 | Solar PV | 0 | 0 | 0 | 0 | 0 | 0 | 0 | 0 | 0 | 0 | 0 | 0 | 0 | 0 | 0 | 0 | 0 | 0 | 0 | 0 | Solar PV | 0 | 0 | 0 | 0 | 0 | 0 | 0 | 0 | 0 | 0 | 0 | 0 | 0 | 0 | 0 | 0 | 0 | 0 | 0 | 0 | Solar PV | 0 | 0 | 0 | 0 | 0 | 0 | 0 | 0 | 0 | 0 | 0 | 0 | 0 | 0 | 0 | 0 | 0 | 0 | 0 | 0
Waste to energy | 0 | 0 | 0 | 0 | 0 | 0 | 0 | 0 | 0 | 0 | 0 | 0 | 0 | 0 | 0 | 0 | 0 | 0 | 0 | 0 | Waste to energy | 0 | 0 | 0 | 0 | 0 | 0 | 0 | 0 | 0 | 0 | 0 | 0 | 0 | 0 | 0 | 0 | 0 | 0 | 0 | 0 | Waste to energy | 0 | 0 | 0 | 0 | 0 | 0 | 0 | 0 | 0 | 0 | 0 | 0 | 0 | 0 | 0 | 0 | 0 | 0 | 0 | 0 | Waste to energy | 0 | 0 | 0 | 0 | 0 | 0 | 0 | 0 | 0 | 0 | 0 | 0 | 0 | 0 | 0 | 0 | 0 | 0 | 0 | 0
End of technical life closures | [20 empty] | End of technical life closures | [20 empty] | End of technical life closures | [20 empty] | End of technical life closures
Battery - 2hrs | 0 | 0 | 0 | 0 | 0 | 0 | 0 | 0 | 0 | 0 | 0 | 0 | 0 | 0 | 0 | -6.63 | -1.85 | -1.45 | 0 | 0 | Battery - 2hrs | 0 | 0 | 0 | 0 | 0 | 0 | 0 | 0 | 0 | 0 | 0 | 0 | 0 | 0 | 0 | -0.01 | -6.47 | -3.48 | 0 | 0 | Battery - 2hrs | 0 | 0 | 0 | 0 | 0 | 0 | 0 | 0 | 0 | 0 | 0 | 0 | 0 | 0 | 0 | -0.15 | 0 | 0 | 0 | 0 | Battery - 2hrs | 0 | 0 | 0 | 0 | 0 | 0 | 0 | 0 | 0 | 0 | 0 | 0 | 0 | 0 | 0 | -0.05 | 0 | 0 | 0 | 0
Battery - 4hrs | 0 | 0 | 0 | 0 | 0 | 0 | 0 | 0 | 0 | 0 | 0 | 0 | 0 | 0 | 0 | -0.01 | 0 | 0 | 0 | 0 | Battery - 4hrs | 0 | 0 | 0 | 0 | 0 | 0 | 0 | 0 | 0 | 0 | 0 | 0 | 0 | 0 | 0 | -0.01 | 0 | 0 | 0 | 0 | Battery - 4hrs | 0 | 0 | 0 | 0 | 0 | 0 | 0 | 0 | 0 | 0 | 0 | 0 | 0 | 0 | 0 | -0.02 | 0 | 0 | 0 | 0 | Battery - 4hrs | 0 | 0 | 0 | 0 | 0 | 0 | 0 | 0 | 0 | 0 | 0 | 0 | 0 | 0 | 0 | -0.02 | 0 | 0 | 0 | 0
Black coal | 0 | 0 | 0 | 0 | 0 | 0 | 0 | 0 | 0 | 0 | 0 | 0 | 0 | 0 | 0 | 0 | 0 | 0 | 0 | 0 | Black coal | 0 | 0 | 0 | 0 | 0 | 0 | 0 | 0 | 0 | 0 | 0 | 0 | 0 | 0 | 0 | 0 | 0 | 0 | 0 | 0 | Black coal | 0 | 0 | 0 | 0 | 0 | 0 | 0 | 0 | 0 | 0 | 0 | 0 | 0 | 0 | 0 | 0 | 0 | 0 | 0 | 0 | Black coal | 0 | 0 | 0 | 0 | 0 | 0 | 0 | 0 | 0 | 0 | 0 | 0 | 0 | 0 | 0 | 0 | 0 | 0 | 0 | 0
CCGT | 0 | 0 | 0 | 0 | 0 | 0 | 0 | 0 | 0 | 0 | 0 | 0 | 0 | 0 | 0 | 0 | 0 | 0 | 0 | 0 | CCGT | 0 | 0 | 0 | 0 | 0 | 0 | 0 | 0 | 0 | 0 | 0 | 0 | 0 | 0 | 0 | 0 | 0 | 0 | 0 | 0 | CCGT | 0 | 0 | 0 | 0 | 0 | 0 | 0 | 0 | 0 | 0 | 0 | 0 | 0 | 0 | 0 | 0 | 0 | 0 | 0 | 0 | CCGT | 0 | 0 | 0 | 0 | 0 | 0 | 0 | 0 | 0 | 0 | 0 | 0 | 0 | 0 | 0 | 0 | 0 | 0 | 0 | 0
Cogeneration | 0 | 0 | 0 | 0 | 0 | 0 | 0 | 0 | 0 | 0 | 0 | 0 | 0 | 0 | 0 | 0 | 0 | 0 | 0 | 0 | Cogeneration | 0 | 0 | 0 | 0 | 0 | 0 | 0 | 0 | 0 | 0 | 0 | 0 | 0 | 0 | 0 | 0 | 0 | 0 | 0 | 0 | Cogeneration | 0 | 0 | 0 | 0 | 0 | 0 | 0 | 0 | 0 | 0 | 0 | 0 | 0 | 0 | 0 | 0 | 0 | 0 | 0 | 0 | Cogeneration | 0 | 0 | 0 | 0 | 0 | 0 | 0 | 0 | 0 | 0 | 0 | 0 | 0 | 0 | 0 | 0 | 0 | 0 | 0 | 0
Diesel engine | 0 | 0 | 0 | 0 | 0 | 0 | 0 | 0 | 0 | 0 | 0 | 0 | 0 | 0 | 0 | 0 | 0 | 0 | 0 | 0 | Diesel engine | 0 | 0 | 0 | 0 | 0 | 0 | 0 | 0 | 0 | 0 | 0 | 0 | 0 | 0 | 0 | 0 | 0 | 0 | 0 | 0 | Diesel engine | 0 | 0 | 0 | 0 | 0 | 0 | 0 | 0 | 0 | 0 | 0 | 0 | 0 | 0 | 0 | 0 | 0 | 0 | 0 | 0 | Diesel engine | 0 | 0 | 0 | 0 | 0 | 0 | 0 | 0 | 0 | 0 | 0 | 0 | 0 | 0 | 0 | 0 | 0 | 0 | 0 | 0
DSM | 0 | 0 | 0 | 0 | 0 | 0 | 0 | 0 | 0 | 0 | 0 | 0 | 0 | 0 | 0 | 0 | 0 | 0 | 0 | 0 | DSM | 0 | 0 | 0 | 0 | 0 | 0 | 0 | 0 | 0 | 0 | 0 | 0 | 0 | 0 | 0 | 0 | 0 | 0 | 0 | 0 | DSM | 0 | 0 | 0 | 0 | 0 | 0 | 0 | 0 | 0 | 0 | 0 | 0 | 0 | 0 | 0 | 0 | 0 | 0 | 0 | 0 | DSM | 0 | 0 | 0 | 0 | 0 | 0 | 0 | 0 | 0 | 0 | 0 | 0 | 0 | 0 | 0 | 0 | 0 | 0 | 0 | 0
Flexible gas | 0 | 0 | 0 | 0 | 0 | 0 | 0 | 0 | 0 | 0 | 0 | 0 | 0 | 0 | 0 | 0 | 0 | 0 | 0 | 0 | Flexible gas | 0 | 0 | 0 | 0 | 0 | 0 | 0 | 0 | 0 | 0 | 0 | 0 | 0 | 0 | 0 | 0 | 0 | 0 | 0 | 0 | Flexible gas | 0 | 0 | 0 | 0 | 0 | 0 | 0 | 0 | 0 | 0 | 0 | 0 | 0 | 0 | 0 | 0 | 0 | 0 | 0 | 0 | Flexible gas | 0 | 0 | 0 | 0 | 0 | 0 | 0 | 0 | 0 | 0 | 0 | 0 | 0 | 0 | 0 | 0 | 0 | 0 | 0 | 0
OCGT | 0 | 0 | 0 | 0 | 0 | 0 | 0 | 0 | 0 | 0 | 0 | 0 | 0 | 0 | 0 | 0 | 0 | 0 | 0 | 0 | OCGT | 0 | 0 | 0 | 0 | 0 | 0 | 0 | 0 | 0 | 0 | 0 | 0 | 0 | 0 | 0 | 0 | 0 | 0 | 0 | 0 | OCGT | 0 | 0 | 0 | 0 | 0 | 0 | 0 | 0 | 0 | 0 | 0 | 0 | 0 | 0 | 0 | 0 | 0 | 0 | 0 | 0 | OCGT | 0 | 0 | 0 | 0 | 0 | 0 | 0 | 0 | 0 | 0 | 0 | 0 | 0 | 0 | 0 | 0 | 0 | 0 | 0 | 0
Solar PV | 0 | 0 | 0 | 0 | 0 | 0 | 0 | 0 | 0 | 0 | 0 | 0 | 0 | 0 | 0 | 0 | 0 | 0 | 0 | 0 | Solar PV | 0 | 0 | 0 | 0 | 0 | 0 | 0 | 0 | 0 | 0 | 0 | 0 | 0 | 0 | 0 | 0 | 0 | 0 | 0 | 0 | Solar PV | 0 | 0 | 0 | 0 | 0 | 0 | 0 | 0 | 0 | 0 | 0 | 0 | 0 | 0 | 0 | 0 | 0 | 0 | 0 | 0 | Solar PV | 0 | 0 | 0 | 0 | 0 | 0 | 0 | 0 | 0 | 0 | 0 | 0 | 0 | 0 | 0 | 0 | 0 | 0 | 0 | 0
Waste to energy | 0 | 0 | 0 | 0 | 0 | 0 | 0 | 0 | 0 | 0 | 0 | 0 | 0 | 0 | 0 | 0 | 0 | 0 | 0 | 0 | Waste to energy | 0 | 0 | 0 | 0 | 0 | 0 | 0 | 0 | 0 | 0 | 0 | 0 | 0 | 0 | 0 | 0 | 0 | 0 | 0 | 0 | Waste to energy | 0 | 0 | 0 | 0 | 0 | 0 | 0 | 0 | 0 | 0 | 0 | 0 | 0 | 0 | 0 | 0 | 0 | 0 | 0 | 0 | Waste to energy | 0 | 0 | 0 | 0 | 0 | 0 | 0 | 0 | 0 | 0 | 0 | 0 | 0 | 0 | 0 | 0 | 0 | 0 | 0 | 0
East Country | [20 empty] | East Country | [20 empty] | East Country | [20 empty] | East Country
Additions | [20 empty] | Additions | [20 empty] | Additions | [20 empty] | Additions
Battery - 2hrs | 0.16 | 0 | 0 | 0 | 0 | 0.01 | 0.25 | 0.06 | 0.05 | 0 | 0.06 | 0.03 | 0.05 | 0 | 0 | 0 | 0 | 0 | 0 | 0 | Battery - 2hrs | 0.87 | 0.03 | 0.87 | 0 | 0 | 0.05 | 0 | 0.75 | 0 | 0 | 0 | 0 | 0 | 0 | 0 | 0 | 0 | 0 | 0 | 0 | Battery - 2hrs | 0.16 | 0 | 0 | 0 | 0 | 0 | 0 | 0 | 0 | 0 | 0 | 0 | 0 | 0 | 0 | 0.1 | 0.02 | 0 | 0 | 0 | Battery - 2hrs | 0.05 | 0 | 0 | 0 | 0 | 0 | 0 | 0 | 0.14 | 0 | 0.05 | 0 | 0 | 0 | 0 | 0 | 0 | 0 | 0 | 0
Battery - 4hrs | 0.01 | 0 | 0 | 0 | 0 | 0 | 0.01 | 0.01 | 0 | 0 | 0.01 | 0 | 0.01 | 0.2 | 0.07 | 0.18 | 0.04 | 0 | 0 | 0 | Battery - 4hrs | 0.01 | 0 | 0 | 0 | 0 | 0.01 | 0 | 0.07 | 0.53 | 0 | 0.26 | 0.06 | 0.49 | 87.75 | 0.02 | 0 | 0.9 | 0.86 | 0 | 0 | Battery - 4hrs | 0.02 | 0 | 0 | 0 | 0 | 0.47 | 3.75 | 0 | 0 | 0 | 0.04 | 2.13 | 37.13 | 0 | 0 | 0.08 | 0.05 | 0 | 0 | 0 | Battery - 4hrs | 0.02 | 0 | 0 | 0 | 0 | 0.01 | 0 | 0 | 0.77 | 0 | 7.52 | 0 | 3.83 | 10.8 | 0 | 29.1 | 22.82 | 0 | 0 | 0
Black coal | 0 | 0 | 0 | 0 | 0 | 0 | 0 | 0 | 0 | 0 | 0 | 0 | 0 | 0 | 0 | 0 | 0 | 0 | 0 | 0 | Black coal | 0 | 0 | 0 | 0 | 0 | 0 | 0 | 0 | 0 | 0 | 0 | 0 | 0 | 0 | 0 | 0 | 0 | 0 | 0 | 0 | Black coal | 0 | 0 | 0 | 0 | 0 | 0 | 0 | 0 | 0 | 0 | 0 | 0 | 0 | 0 | 0 | 0 | 0 | 0 | 0 | 0 | Black coal | 0 | 0 | 0 | 0 | 0 | 0 | 0 | 0 | 0 | 0 | 0 | 0 | 0 | 0 | 0 | 0 | 0 | 0 | 0 | 0
CCGT | 0 | 0 | 0 | 0 | 0 | 0 | 0 | 0 | 0 | 0 | 0 | 0 | 0 | 0 | 0 | 0 | 0 | 0 | 0 | 0 | CCGT | 0 | 0 | 0 | 0 | 0 | 0 | 0 | 0 | 0 | 0 | 0 | 0 | 0 | 0 | 0 | 0 | 0 | 0 | 0 | 0 | CCGT | 0 | 0 | 0 | 0 | 0 | 0 | 0 | 0 | 0 | 0 | 0 | 0 | 0 | 0 | 0 | 0 | 0 | 0 | 0 | 0 | CCGT | 0 | 0 | 0 | 0 | 0 | 0 | 0 | 0 | 0 | 0 | 0 | 0 | 0 | 0 | 0 | 0 | 0 | 0 | 0 | 0
Cogeneration | 0 | 0 | 0 | 0 | 0 | 0 | 0 | 0 | 0 | 0 | 0 | 0 | 0 | 0 | 0 | 0 | 0 | 0 | 0 | 0 | Cogeneration | 0 | 0 | 0 | 0 | 0 | 0 | 0 | 0 | 0 | 0 | 0 | 0 | 0 | 0 | 0 | 0 | 0 | 0 | 0 | 0 | Cogeneration | 0 | 0 | 0 | 0 | 0 | 0 | 0 | 0 | 0 | 0 | 0 | 0 | 0 | 0 | 0 | 0 | 0 | 0 | 0 | 0 | Cogeneration | 0 | 0 | 0 | 0 | 0 | 0 | 0 | 0 | 0 | 0 | 0 | 0 | 0 | 0 | 0 | 0 | 0 | 0 | 0 | 0
Diesel engine | 0 | 0 | 0 | 0 | 0 | 0 | 0 | 0 | 0 | 0 | 0 | 0 | 0 | 0 | 0 | 0 | 0 | 0 | 0 | 0 | Diesel engine | 0 | 0 | 0 | 0 | 0 | 0 | 0 | 0 | 0 | 0 | 0 | 0 | 0 | 0 | 0 | 0 | 0 | 0 | 0 | 0 | Diesel engine | 0 | 0 | 0 | 0 | 0 | 0 | 0 | 0 | 0 | 0 | 0 | 0 | 0 | 0 | 0 | 0 | 0 | 0 | 0 | 0 | Diesel engine | 0 | 0 | 0 | 0 | 0 | 0 | 0 | 0 | 0 | 0 | 0 | 0 | 0 | 0 | 0 | 0 | 0 | 0 | 0 | 0
DSM | 0 | 0 | 0 | 0 | 0 | 0 | 0 | 0 | 0 | 0 | 0 | 0 | 0 | 0 | 0 | 0 | 0 | 0 | 0 | 0 | DSM | 0 | 0 | 0 | 0 | 0 | 0 | 0 | 0 | 0 | 0 | 0 | 0 | 0 | 0 | 0 | 0 | 0 | 0 | 0 | 0 | DSM | 0 | 0 | 0 | 0 | 0 | 0 | 0 | 0 | 0 | 0 | 0 | 0 | 0 | 0 | 0 | 0 | 0 | 0 | 0 | 0 | DSM | 0 | 0 | 0 | 0 | 0 | 0 | 0 | 0 | 0 | 0 | 0 | 0 | 0 | 0 | 0 | 0 | 0 | 0 | 0 | 0
Flexible gas | 0 | 0 | 0 | 0 | 0 | 0 | 0 | 0 | 0 | 0 | 0 | 0 | 0 | 0 | 0 | 0 | 0 | 0 | 0 | 0 | Flexible gas | 0 | 0 | 0 | 0 | 0 | 0 | 0 | 0 | 0 | 0 | 0 | 0 | 0 | 0 | 0 | 0 | 0 | 0 | 0 | 0 | Flexible gas | 0 | 0 | 0 | 0 | 0 | 0 | 0 | 0 | 0 | 0 | 0 | 0 | 0 | 0 | 0 | 0 | 0 | 0 | 0 | 0 | Flexible gas | 0 | 0 | 0 | 0 | 0 | 0 | 0 | 0 | 0 | 0 | 0 | 0 | 0 | 0 | 0 | 0 | 0 | 0 | 0 | 0
OCGT | 0 | 0 | 0 | 0 | 0 | 0 | 0 | 0 | 0 | 0 | 0 | 0 | 0 | 0 | 0 | 0 | 0 | 0 | 0 | 0 | OCGT | 0 | 0 | 0 | 0 | 0 | 0 | 0 | 0 | 0 | 0 | 0 | 0 | 0 | 0 | 0 | 0 | 0 | 0 | 0 | 0 | OCGT | 0 | 0 | 0 | 0 | 0 | 0 | 0 | 0 | 0 | 0 | 0 | 0 | 0 | 0 | 0 | 0 | 0 | 0 | 0 | 0 | OCGT | 0 | 0 | 0 | 0 | 0 | 0 | 0 | 0 | 0 | 0 | 0 | 0 | 0 | 0 | 0 | 0 | 0 | 0 | 0 | 0
Solar PV | 0 | 0 | 0 | 0 | 0 | 0.4018 | 0 | 0 | 0 | 0 | 0 | 0 | 1.3328 | 0 | 14.1806 | 0 | 55.5268 | 0 | 9.163 | 0 | Solar PV | 0 | 0 | 0 | 0 | 0 | 0 | 0 | 0 | 0 | 0 | 0 | 0 | 0 | 0 | 0 | 0 | 0 | 0 | 0 | 0 | Solar PV | 0 | 0 | 0.0098 | 0 | 0 | 121.52 | 3.4104 | 0 | 1.2838 | 0 | 8.183 | 0 | 0 | 0 | 10.7898 | 0 | 0 | 0 | 0 | 0 | Solar PV | 0 | 0 | 0.0098 | 0 | 59.3096 | 58.7608 | 1.8816 | 0 | 5.439 | 0 | 0 | 0 | 0 | 0 | 0.5488 | 37.436 | 131.1632 | 0 | 0 | 0
Waste to energy | 0 | 0 | 0 | 0 | 0 | 0 | 0 | 0 | 0 | 0 | 0 | 0 | 0 | 0 | 0 | 0 | 0 | 0 | 0 | 0 | Waste to energy | 0 | 0 | 0 | 0 | 0 | 0 | 0 | 0 | 0 | 0 | 0 | 0 | 0 | 0 | 0 | 0 | 0 | 0 | 0 | 0 | Waste to energy | 0 | 0 | 0 | 0 | 0 | 0 | 0 | 0 | 0 | 0 | 0 | 0 | 0 | 0 | 0 | 0 | 0 | 0 | 0 | 0 | Waste to energy | 0 | 0 | 0 | 0 | 0 | 0 | 0 | 0 | 0 | 0 | 0 | 0 | 0 | 0 | 0 | 0 | 0 | 0 | 0 | 0
Economic exit | [20 empty] | Economic exit | [20 empty] | Economic exit | [20 empty] | Economic exit
Battery - 2hrs | 0 | 0 | 0 | 0 | 0 | 0 | 0 | 0 | 0 | 0 | 0 | 0 | 0 | 0 | 0 | 0 | 0 | 0 | 0 | 0 | Battery - 2hrs | 0 | 0 | 0 | 0 | 0 | 0 | 0 | 0 | 0 | 0 | 0 | 0 | 0 | 0 | 0 | 0 | 0 | 0 | 0 | 0 | Battery - 2hrs | 0 | 0 | 0 | 0 | 0 | 0 | 0 | 0 | 0 | 0 | 0 | 0 | 0 | 0 | 0 | 0 | 0 | 0 | 0 | 0 | Battery - 2hrs | 0 | 0 | 0 | 0 | 0 | 0 | 0 | 0 | 0 | 0 | 0 | 0 | 0 | 0 | 0 | 0 | 0 | 0 | 0 | 0
Battery - 4hrs | 0 | 0 | 0 | 0 | 0 | 0 | 0 | 0 | 0 | 0 | 0 | 0 | 0 | 0 | 0 | 0 | 0 | 0 | 0 | 0 | Battery - 4hrs | 0 | 0 | 0 | 0 | 0 | 0 | 0 | 0 | 0 | 0 | 0 | 0 | 0 | 0 | 0 | 0 | 0 | 0 | 0 | 0 | Battery - 4hrs | 0 | 0 | 0 | 0 | 0 | 0 | 0 | 0 | 0 | 0 | 0 | 0 | 0 | 0 | 0 | 0 | 0 | 0 | 0 | 0 | Battery - 4hrs | 0 | 0 | 0 | 0 | 0 | 0 | 0 | 0 | 0 | 0 | 0 | 0 | 0 | 0 | 0 | 0 | 0 | 0 | 0 | 0
Black coal | 0 | 0 | 0 | 0 | 0 | 0 | 0 | 0 | 0 | 0 | 0 | 0 | 0 | 0 | 0 | 0 | 0 | 0 | 0 | 0 | Black coal | 0 | 0 | 0 | 0 | 0 | 0 | 0 | 0 | 0 | 0 | 0 | 0 | 0 | 0 | 0 | 0 | 0 | 0 | 0 | 0 | Black coal | 0 | 0 | 0 | 0 | 0 | 0 | 0 | 0 | 0 | 0 | 0 | 0 | 0 | 0 | 0 | 0 | 0 | 0 | 0 | 0 | Black coal | 0 | 0 | 0 | 0 | 0 | 0 | 0 | 0 | 0 | 0 | 0 | 0 | 0 | 0 | 0 | 0 | 0 | 0 | 0 | 0
CCGT | 0 | 0 | 0 | 0 | 0 | 0 | 0 | 0 | 0 | 0 | 0 | 0 | 0 | 0 | 0 | 0 | 0 | 0 | 0 | 0 | CCGT | 0 | 0 | 0 | 0 | 0 | 0 | 0 | 0 | 0 | 0 | 0 | 0 | 0 | 0 | 0 | 0 | 0 | 0 | 0 | 0 | CCGT | 0 | 0 | 0 | 0 | 0 | 0 | 0 | 0 | 0 | 0 | 0 | 0 | 0 | 0 | 0 | 0 | 0 | 0 | 0 | 0 | CCGT | 0 | 0 | 0 | 0 | 0 | 0 | 0 | 0 | 0 | 0 | 0 | 0 | 0 | 0 | 0 | 0 | 0 | 0 | 0 | 0
Cogeneration | 0 | 0 | 0 | 0 | 0 | 0 | 0 | 0 | 0 | 0 | 0 | 0 | 0 | 0 | 0 | 0 | 0 | 0 | 0 | 0 | Cogeneration | 0 | 0 | 0 | 0 | 0 | 0 | 0 | 0 | 0 | 0 | 0 | 0 | 0 | 0 | 0 | 0 | 0 | 0 | 0 | 0 | Cogeneration | 0 | 0 | 0 | 0 | 0 | 0 | 0 | 0 | 0 | 0 | 0 | 0 | 0 | 0 | 0 | 0 | 0 | 0 | 0 | 0 | Cogeneration | 0 | 0 | 0 | 0 | 0 | 0 | 0 | 0 | 0 | 0 | 0 | 0 | 0 | 0 | 0 | 0 | 0 | 0 | 0 | 0
Diesel engine | 0 | 0 | 0 | 0 | 0 | 0 | 0 | 0 | 0 | 0 | 0 | 0 | 0 | 0 | 0 | 0 | 0 | 0 | 0 | 0 | Diesel engine | 0 | 0 | 0 | 0 | 0 | 0 | 0 | 0 | 0 | 0 | 0 | 0 | 0 | 0 | 0 | 0 | 0 | 0 | 0 | 0 | Diesel engine | 0 | 0 | 0 | 0 | 0 | 0 | 0 | 0 | 0 | 0 | 0 | 0 | 0 | 0 | 0 | 0 | 0 | 0 | 0 | 0 | Diesel engine | 0 | 0 | 0 | 0 | 0 | 0 | 0 | 0 | 0 | 0 | 0 | 0 | 0 | 0 | 0 | 0 | 0 | 0 | 0 | 0
DSM | 0 | 0 | 0 | 0 | 0 | 0 | 0 | 0 | 0 | 0 | 0 | 0 | 0 | 0 | 0 | 0 | 0 | 0 | 0 | 0 | DSM | 0 | 0 | 0 | 0 | 0 | 0 | 0 | 0 | 0 | 0 | 0 | 0 | 0 | 0 | 0 | 0 | 0 | 0 | 0 | 0 | DSM | 0 | 0 | 0 | 0 | 0 | 0 | 0 | 0 | 0 | 0 | 0 | 0 | 0 | 0 | 0 | 0 | 0 | 0 | 0 | 0 | DSM | 0 | 0 | 0 | 0 | 0 | 0 | 0 | 0 | 0 | 0 | 0 | 0 | 0 | 0 | 0 | 0 | 0 | 0 | 0 | 0
Flexible gas | 0 | 0 | 0 | 0 | 0 | 0 | 0 | 0 | 0 | 0 | 0 | 0 | 0 | 0 | 0 | 0 | 0 | 0 | 0 | 0 | Flexible gas | 0 | 0 | 0 | 0 | 0 | 0 | 0 | 0 | 0 | 0 | 0 | 0 | 0 | 0 | 0 | 0 | 0 | 0 | 0 | 0 | Flexible gas | 0 | 0 | 0 | 0 | 0 | 0 | 0 | 0 | 0 | 0 | 0 | 0 | 0 | 0 | 0 | 0 | 0 | 0 | 0 | 0 | Flexible gas | 0 | 0 | 0 | 0 | 0 | 0 | 0 | 0 | 0 | 0 | 0 | 0 | 0 | 0 | 0 | 0 | 0 | 0 | 0 | 0
OCGT | 0 | 0 | 0 | 0 | 0 | 0 | 0 | 0 | 0 | 0 | 0 | 0 | 0 | 0 | 0 | 0 | 0 | 0 | 0 | 0 | OCGT | 0 | 0 | 0 | 0 | 0 | 0 | 0 | 0 | 0 | 0 | 0 | 0 | 0 | 0 | 0 | 0 | 0 | 0 | 0 | 0 | OCGT | 0 | 0 | 0 | 0 | 0 | 0 | 0 | 0 | 0 | 0 | 0 | 0 | 0 | 0 | 0 | 0 | 0 | 0 | 0 | 0 | OCGT | 0 | 0 | 0 | 0 | 0 | 0 | 0 | 0 | 0 | 0 | 0 | 0 | 0 | 0 | 0 | 0 | 0 | 0 | 0 | 0
Solar PV | 0 | 0 | 0 | 0 | 0 | 0 | 0 | 0 | 0 | 0 | 0 | 0 | 0 | 0 | 0 | 0 | 0 | 0 | 0 | 0 | Solar PV | 0 | 0 | 0 | 0 | 0 | 0 | 0 | 0 | 0 | 0 | 0 | 0 | 0 | 0 | 0 | 0 | 0 | 0 | 0 | 0 | Solar PV | 0 | 0 | 0 | 0 | 0 | 0 | 0 | 0 | 0 | 0 | 0 | 0 | 0 | 0 | 0 | 0 | 0 | 0 | 0 | 0 | Solar PV | 0 | 0 | 0 | 0 | 0 | 0 | 0 | 0 | 0 | 0 | 0 | 0 | 0 | 0 | 0 | 0 | 0 | 0 | 0 | 0
Waste to energy | 0 | 0 | 0 | 0 | 0 | 0 | 0 | 0 | 0 | 0 | 0 | 0 | 0 | 0 | 0 | 0 | 0 | 0 | 0 | 0 | Waste to energy | 0 | 0 | 0 | 0 | 0 | 0 | 0 | 0 | 0 | 0 | 0 | 0 | 0 | 0 | 0 | 0 | 0 | 0 | 0 | 0 | Waste to energy | 0 | 0 | 0 | 0 | 0 | 0 | 0 | 0 | 0 | 0 | 0 | 0 | 0 | 0 | 0 | 0 | 0 | 0 | 0 | 0 | Waste to energy | 0 | 0 | 0 | 0 | 0 | 0 | 0 | 0 | 0 | 0 | 0 | 0 | 0 | 0 | 0 | 0 | 0 | 0 | 0 | 0
End of technical life closures | [20 empty] | End of technical life closures | [20 empty] | End of technical life closures | [20 empty] | End of technical life closures
Battery - 2hrs | 0 | 0 | 0 | 0 | 0 | 0 | 0 | 0 | 0 | 0 | 0 | 0 | 0 | 0 | 0 | -0.16 | 0 | 0 | 0 | 0 | Battery - 2hrs | 0 | 0 | 0 | 0 | 0 | 0 | 0 | 0 | 0 | 0 | 0 | 0 | 0 | 0 | 0 | -0.87 | -0.03 | -0.87 | 0 | 0 | Battery - 2hrs | 0 | 0 | 0 | 0 | 0 | 0 | 0 | 0 | 0 | 0 | 0 | 0 | 0 | 0 | 0 | -0.16 | 0 | 0 | 0 | 0 | Battery - 2hrs | 0 | 0 | 0 | 0 | 0 | 0 | 0 | 0 | 0 | 0 | 0 | 0 | 0 | 0 | 0 | -0.05 | 0 | 0 | 0 | 0
Battery - 4hrs | 0 | 0 | 0 | 0 | 0 | 0 | 0 | 0 | 0 | 0 | 0 | 0 | 0 | 0 | 0 | -0.01 | 0 | 0 | 0 | 0 | Battery - 4hrs | 0 | 0 | 0 | 0 | 0 | 0 | 0 | 0 | 0 | 0 | 0 | 0 | 0 | 0 | 0 | -0.01 | 0 | 0 | 0 | 0 | Battery - 4hrs | 0 | 0 | 0 | 0 | 0 | 0 | 0 | 0 | 0 | 0 | 0 | 0 | 0 | 0 | 0 | -0.02 | 0 | 0 | 0 | 0 | Battery - 4hrs | 0 | 0 | 0 | 0 | 0 | 0 | 0 | 0 | 0 | 0 | 0 | 0 | 0 | 0 | 0 | -0.02 | 0 | 0 | 0 | 0
Black coal | 0 | 0 | 0 | 0 | 0 | 0 | 0 | 0 | 0 | 0 | 0 | 0 | 0 | 0 | 0 | 0 | 0 | 0 | 0 | 0 | Black coal | 0 | 0 | 0 | 0 | 0 | 0 | 0 | 0 | 0 | 0 | 0 | 0 | 0 | 0 | 0 | 0 | 0 | 0 | 0 | 0 | Black coal | 0 | 0 | 0 | 0 | 0 | 0 | 0 | 0 | 0 | 0 | 0 | 0 | 0 | 0 | 0 | 0 | 0 | 0 | 0 | 0 | Black coal | 0 | 0 | 0 | 0 | 0 | 0 | 0 | 0 | 0 | 0 | 0 | 0 | 0 | 0 | 0 | 0 | 0 | 0 | 0 | 0
CCGT | 0 | 0 | 0 | 0 | 0 | 0 | 0 | 0 | 0 | 0 | 0 | 0 | 0 | 0 | 0 | 0 | 0 | 0 | 0 | 0 | CCGT | 0 | 0 | 0 | 0 | 0 | 0 | 0 | 0 | 0 | 0 | 0 | 0 | 0 | 0 | 0 | 0 | 0 | 0 | 0 | 0 | CCGT | 0 | 0 | 0 | 0 | 0 | 0 | 0 | 0 | 0 | 0 | 0 | 0 | 0 | 0 | 0 | 0 | 0 | 0 | 0 | 0 | CCGT | 0 | 0 | 0 | 0 | 0 | 0 | 0 | 0 | 0 | 0 | 0 | 0 | 0 | 0 | 0 | 0 | 0 | 0 | 0 | 0
Cogeneration | 0 | 0 | 0 | 0 | 0 | 0 | 0 | 0 | 0 | 0 | 0 | 0 | 0 | 0 | 0 | 0 | 0 | 0 | 0 | 0 | Cogeneration | 0 | 0 | 0 | 0 | 0 | 0 | 0 | 0 | 0 | 0 | 0 | 0 | 0 | 0 | 0 | 0 | 0 | 0 | 0 | 0 | Cogeneration | 0 | 0 | 0 | 0 | 0 | 0 | 0 | 0 | 0 | 0 | 0 | 0 | 0 | 0 | 0 | 0 | 0 | 0 | 0 | 0 | Cogeneration | 0 | 0 | 0 | 0 | 0 | 0 | 0 | 0 | 0 | 0 | 0 | 0 | 0 | 0 | 0 | 0 | 0 | 0 | 0 | 0
Diesel engine | 0 | 0 | 0 | 0 | 0 | 0 | 0 | 0 | 0 | 0 | 0 | 0 | 0 | 0 | 0 | 0 | 0 | 0 | 0 | 0 | Diesel engine | 0 | 0 | 0 | 0 | 0 | 0 | 0 | 0 | 0 | 0 | 0 | 0 | 0 | 0 | 0 | 0 | 0 | 0 | 0 | 0 | Diesel engine | 0 | 0 | 0 | 0 | 0 | 0 | 0 | 0 | 0 | 0 | 0 | 0 | 0 | 0 | 0 | 0 | 0 | 0 | 0 | 0 | Diesel engine | 0 | 0 | 0 | 0 | 0 | 0 | 0 | 0 | 0 | 0 | 0 | 0 | 0 | 0 | 0 | 0 | 0 | 0 | 0 | 0
DSM | 0 | 0 | 0 | 0 | 0 | 0 | 0 | 0 | 0 | 0 | 0 | 0 | 0 | 0 | 0 | 0 | 0 | 0 | 0 | 0 | DSM | 0 | 0 | 0 | 0 | 0 | 0 | 0 | 0 | 0 | 0 | 0 | 0 | 0 | 0 | 0 | 0 | 0 | 0 | 0 | 0 | DSM | 0 | 0 | 0 | 0 | 0 | 0 | 0 | 0 | 0 | 0 | 0 | 0 | 0 | 0 | 0 | 0 | 0 | 0 | 0 | 0 | DSM | 0 | 0 | 0 | 0 | 0 | 0 | 0 | 0 | 0 | 0 | 0 | 0 | 0 | 0 | 0 | 0 | 0 | 0 | 0 | 0
Flexible gas | 0 | 0 | 0 | 0 | 0 | 0 | 0 | 0 | 0 | 0 | 0 | 0 | 0 | 0 | 0 | 0 | 0 | 0 | 0 | 0 | Flexible gas | 0 | 0 | 0 | 0 | 0 | 0 | 0 | 0 | 0 | 0 | 0 | 0 | 0 | 0 | 0 | 0 | 0 | 0 | 0 | 0 | Flexible gas | 0 | 0 | 0 | 0 | 0 | 0 | 0 | 0 | 0 | 0 | 0 | 0 | 0 | 0 | 0 | 0 | 0 | 0 | 0 | 0 | Flexible gas | 0 | 0 | 0 | 0 | 0 | 0 | 0 | 0 | 0 | 0 | 0 | 0 | 0 | 0 | 0 | 0 | 0 | 0 | 0 | 0
OCGT | 0 | 0 | 0 | 0 | 0 | 0 | 0 | 0 | 0 | 0 | 0 | 0 | 0 | 0 | 0 | 0 | 0 | 0 | 0 | 0 | OCGT | 0 | 0 | 0 | 0 | 0 | 0 | 0 | 0 | 0 | 0 | 0 | 0 | 0 | 0 | 0 | 0 | 0 | 0 | 0 | 0 | OCGT | 0 | 0 | 0 | 0 | 0 | 0 | 0 | 0 | 0 | 0 | 0 | 0 | 0 | 0 | 0 | 0 | 0 | 0 | 0 | 0 | OCGT | 0 | 0 | 0 | 0 | 0 | 0 | 0 | 0 | 0 | 0 | 0 | 0 | 0 | 0 | 0 | 0 | 0 | 0 | 0 | 0
Solar PV | 0 | 0 | 0 | 0 | 0 | 0 | 0 | 0 | 0 | 0 | 0 | 0 | 0 | 0 | 0 | 0 | 0 | 0 | 0 | 0 | Solar PV | 0 | 0 | 0 | 0 | 0 | 0 | 0 | 0 | 0 | 0 | 0 | 0 | 0 | 0 | 0 | 0 | 0 | 0 | 0 | 0 | Solar PV | 0 | 0 | 0 | 0 | 0 | 0 | 0 | 0 | 0 | 0 | 0 | 0 | 0 | 0 | 0 | 0 | 0 | 0 | 0 | 0 | Solar PV | 0 | 0 | 0 | 0 | 0 | 0 | 0 | 0 | 0 | 0 | 0 | 0 | 0 | 0 | 0 | 0 | 0 | 0 | 0 | 0
Waste to energy | 0 | 0 | 0 | 0 | 0 | 0 | 0 | 0 | 0 | 0 | 0 | 0 | 0 | 0 | 0 | 0 | 0 | 0 | 0 | 0 | Waste to energy | 0 | 0 | 0 | 0 | 0 | 0 | 0 | 0 | 0 | 0 | 0 | 0 | 0 | 0 | 0 | 0 | 0 | 0 | 0 | 0 | Waste to energy | 0 | 0 | 0 | 0 | 0 | 0 | 0 | 0 | 0 | 0 | 0 | 0 | 0 | 0 | 0 | 0 | 0 | 0 | 0 | 0 | Waste to energy | 0 | 0 | 0 | 0 | 0 | 0 | 0 | 0 | 0 | 0 | 0 | 0 | 0 | 0 | 0 | 0 | 0 | 0 | 0 | 0
Eastern Goldfields | [20 empty] | Eastern Goldfields | [20 empty] | Eastern Goldfields | [20 empty] | Eastern Goldfields
Additions | [20 empty] | Additions | [20 empty] | Additions | [20 empty] | Additions
Battery - 2hrs | 0.17 | 0 | 0 | 0 | 0 | 0 | 0.11 | 0.03 | 0.05 | 0 | 0.01 | 0.05 | 0.11 | 0.04 | 0 | 0 | 0 | 0 | 0 | 0 | Battery - 2hrs | 0.23 | 0 | 0 | 0 | 0 | 0.14 | 0 | 0.07 | 0 | 0 | 0 | 0 | 0 | 0 | 0 | 0 | 0 | 0 | 0 | 0 | Battery - 2hrs | 12.8 | 0 | 0 | 0 | 0 | 0 | 0 | 0 | 0 | 0 | 0 | 0 | 0 | 0 | 0 | 0.1 | 0 | 0 | 0 | 0 | Battery - 2hrs | 0.12 | 0 | 0 | 0 | 0 | 0 | 0.01 | 0 | 0 | 0 | 0.01 | 0 | 0 | 0 | 0 | 0.14 | 0 | 0 | 0.03 | 0
Battery - 4hrs | 0.01 | 0 | 0 | 0 | 0 | 0 | 0.01 | 0.01 | 0 | 0 | 0.01 | 0 | 0.01 | 0.16 | 0.13 | 0.13 | 0.04 | 0 | 0 | 0 | Battery - 4hrs | 0.01 | 0 | 0 | 0 | 0 | 0.01 | 0 | 0.06 | 0.2 | 0 | 0.02 | 0 | 0 | 0 | 0.02 | 0 | 0.03 | 0.01 | 0.02 | 0 | Battery - 4hrs | 0.02 | 0.06 | 0 | 0 | 0 | 0.05 | 10.12 | 65.6 | 99.01 | 0 | 0 | 0 | 0 | 0 | 0 | 0 | 0 | 0 | 0 | 0 | Battery - 4hrs | 0.02 | 26.75 | 139.02 | 5.29 | 0 | 313.2 | 812.31 | 0 | 0 | 308.96 | 289.83 | 0 | 0 | 0 | 0 | 422.76 | 0 | 0 | 2190.54 | 0
Black coal | 0 | 0 | 0 | 0 | 0 | 0 | 0 | 0 | 0 | 0 | 0 | 0 | 0 | 0 | 0 | 0 | 0 | 0 | 0 | 0 | Black coal | 0 | 0 | 0 | 0 | 0 | 0 | 0 | 0 | 0 | 0 | 0 | 0 | 0 | 0 | 0 | 0 | 0 | 0 | 0 | 0 | Black coal | 0 | 0 | 0 | 0 | 0 | 0 | 0 | 0 | 0 | 0 | 0 | 0 | 0 | 0 | 0 | 0 | 0 | 0 | 0 | 0 | Black coal | 0 | 0 | 0 | 0 | 0 | 0 | 0 | 0 | 0 | 0 | 0 | 0 | 0 | 0 | 0 | 0 | 0 | 0 | 0 | 0
CCGT | 0 | 0 | 0 | 0 | 0 | 0 | 0 | 0 | 0 | 0 | 0 | 0 | 0 | 0 | 0 | 0 | 0 | 0 | 0 | 0 | CCGT | 0 | 0 | 0 | 0 | 0 | 0 | 0 | 0 | 0 | 0 | 0 | 0 | 0 | 0 | 0 | 0 | 0.009749 | 0 | 0 | 0 | CCGT | 0 | 0 | 0 | 0 | 0 | 0 | 0 | 0 | 0 | 0 | 0 | 0 | 0 | 0 | 0 | 0 | 0.019498 | 0 | 0 | 0 | CCGT | 0 | 0 | 0 | 0 | 0 | 0 | 0 | 0 | 0 | 0 | 0 | 0 | 0 | 0 | 0 | 0 | 0.019498 | 0 | 0 | 0
Cogeneration | 0 | 0 | 0 | 0 | 0 | 0 | 0 | 0 | 0 | 0 | 0 | 0 | 0 | 0 | 0 | 0 | 0 | 0 | 0 | 0 | Cogeneration | 0 | 0 | 0 | 0 | 0 | 0 | 0 | 0 | 0 | 0 | 0 | 0 | 0 | 0 | 0 | 0 | 0 | 0 | 0 | 0 | Cogeneration | 0 | 0 | 0 | 0 | 0 | 0 | 0 | 0 | 0 | 0 | 0 | 0 | 0 | 0 | 0 | 0 | 0 | 0 | 0 | 0 | Cogeneration | 0 | 0 | 0 | 0 | 0 | 0 | 0 | 0 | 0 | 0 | 0 | 0 | 0 | 0 | 0 | 0 | 0 | 0 | 0 | 0
Diesel engine | 0 | 0 | 0 | 0 | 0 | 0 | 0 | 0 | 0 | 0 | 0 | 0 | 0 | 0 | 0 | 0 | 0 | 0 | 0 | 0 | Diesel engine | 0 | 0 | 0 | 0 | 0 | 0 | 0 | 0 | 0 | 0 | 0 | 0 | 0 | 0 | 0 | 0 | 0 | 0 | 0 | 0 | Diesel engine | 0 | 0 | 0 | 0 | 0 | 0 | 0 | 0 | 0 | 0 | 0 | 0 | 0 | 0 | 0 | 0 | 0 | 0 | 0 | 0 | Diesel engine | 0 | 0 | 0 | 0 | 0 | 0 | 0 | 0 | 0 | 0 | 0 | 0 | 0 | 0 | 0 | 0 | 0 | 0 | 0 | 0
DSM | 0 | 0 | 0 | 0 | 0 | 0 | 0 | 0 | 0 | 0 | 0 | 0 | 0 | 0 | 0 | 0 | 0 | 0 | 0 | 0 | DSM | 0 | 0 | 0 | 0 | 0 | 0 | 0 | 0 | 0 | 0 | 0 | 0 | 0 | 0 | 0 | 0 | 0 | 0 | 0 | 0 | DSM | 0 | 0 | 0 | 0 | 0 | 0 | 0 | 0 | 0 | 0 | 0 | 0 | 0 | 0 | 0 | 0 | 0 | 0 | 0 | 0 | DSM | 0 | 0 | 0 | 0 | 0 | 0 | 0 | 0 | 0 | 0 | 0 | 0 | 0 | 0 | 0 | 0 | 0 | 0 | 0 | 0
Flexible gas | 0 | 0 | 0 | 0 | 0 | 0 | 0 | 0 | 0 | 0 | 0 | 0 | 0 | 0 | 0 | 0 | 0.09847 | 0 | 0 | 0 | Flexible gas | 0 | 0 | 0 | 0 | 0 | 0 | 0 | 0 | 0 | 0 | 0 | 0 | 0 | 0 | 0 | 0 | 0.009847 | 0 | 0 | 0 | Flexible gas | 0 | 0 | 0 | 0 | 0 | 0 | 0 | 0 | 0 | 0 | 0 | 0 | 0 | 0 | 0 | 0 | 88.6033 | 0 | 0 | 0 | Flexible gas | 0 | 0 | 0 | 0 | 0 | 0 | 0 | 0 | 0 | 0 | 0 | 0 | 0 | 0 | 0 | 0 | 88.6033 | 0 | 0 | 0
OCGT | 0 | 0 | 0 | 0 | 0 | 0 | 0 | 0 | 0 | 0 | 0 | 0 | 0 | 0 | 0 | 0 | 0 | 0 | 0 | 0 | OCGT | 0 | 0 | 0 | 0 | 0 | 0 | 0 | 0 | 0 | 0 | 0 | 0 | 0 | 0 | 0 | 0 | 0 | 0 | 0 | 0 | OCGT | 0 | 0 | 0 | 0 | 0 | 0 | 0 | 0 | 0 | 0 | 0 | 0 | 0 | 0 | 0 | 0 | 0 | 0 | 0 | 0 | OCGT | 0 | 0 | 0 | 0 | 0 | 0 | 0 | 0 | 0 | 0 | 0 | 0 | 0 | 0 | 0 | 0 | 0 | 0 | 0 | 0
Solar PV | 0 | 0 | 0 | 0 | 0 | 0 | 0 | 0 | 0 | 0 | 0 | 0.49 | 0 | 0 | 0 | 2.597 | 43.757 | 0 | 0 | 0 | Solar PV | 0 | 0 | 0.0196 | 0 | 0 | 0 | 0 | 0 | 0 | 0 | 0 | 0 | 0 | 0 | 0 | 0 | 0 | 0 | 0 | 0 | Solar PV | 0 | 0 | 1.5386 | 0 | 0 | 44.1686 | 0 | 0 | 0 | 0 | 0 | 0 | 0 | 0 | 0 | 0 | 0 | 0 | 0 | 0 | Solar PV | 0 | 0 | 16.5326 | 0 | 0 | 0 | 0 | 0 | 0 | 0 | 0 | 0 | 0 | 0 | 0 | 0 | 0 | 0 | 0 | 0
Waste to energy | 0 | 0 | 0 | 0 | 0 | 0 | 0 | 0 | 0 | 0 | 0 | 0 | 0 | 0 | 0 | 0 | 0 | 0 | 0 | 0 | Waste to energy | 0 | 0 | 0 | 0 | 0 | 0 | 0 | 0 | 0 | 0 | 0 | 0 | 0 | 0 | 0 | 0 | 0 | 0 | 0 | 0 | Waste to energy | 0 | 0 | 0 | 0 | 0 | 0 | 0 | 0 | 0 | 0 | 0 | 0 | 0 | 0 | 0 | 0 | 0 | 0 | 0 | 0 | Waste to energy | 0 | 0 | 0 | 0 | 0 | 0 | 0 | 0 | 0 | 0 | 0 | 0 | 0 | 0 | 0 | 0 | 0 | 0 | 0 | 0
Economic exit | [20 empty] | Economic exit | [20 empty] | Economic exit | [20 empty] | Economic exit
Battery - 2hrs | 0 | 0 | 0 | 0 | 0 | 0 | 0 | 0 | 0 | 0 | 0 | 0 | 0 | 0 | 0 | 0 | 0 | 0 | 0 | 0 | Battery - 2hrs | 0 | 0 | 0 | 0 | 0 | 0 | 0 | 0 | 0 | 0 | 0 | 0 | 0 | 0 | 0 | 0 | 0 | 0 | 0 | 0 | Battery - 2hrs | 0 | 0 | 0 | 0 | 0 | 0 | 0 | 0 | 0 | 0 | 0 | 0 | 0 | 0 | 0 | 0 | 0 | 0 | 0 | 0 | Battery - 2hrs | 0 | 0 | 0 | 0 | 0 | 0 | 0 | 0 | 0 | 0 | 0 | 0 | 0 | 0 | 0 | 0 | 0 | 0 | 0 | 0
Battery - 4hrs | 0 | 0 | 0 | 0 | 0 | 0 | 0 | 0 | 0 | 0 | 0 | 0 | 0 | 0 | 0 | 0 | 0 | 0 | 0 | 0 | Battery - 4hrs | 0 | 0 | 0 | 0 | 0 | 0 | 0 | 0 | 0 | 0 | 0 | 0 | 0 | 0 | 0 | 0 | 0 | 0 | 0 | 0 | Battery - 4hrs | 0 | 0 | 0 | 0 | 0 | 0 | 0 | 0 | 0 | 0 | 0 | 0 | 0 | 0 | 0 | 0 | 0 | 0 | 0 | 0 | Battery - 4hrs | 0 | 0 | 0 | 0 | 0 | 0 | 0 | 0 | 0 | 0 | 0 | 0 | 0 | 0 | 0 | 0 | 0 | 0 | 0 | 0
Black coal | 0 | 0 | 0 | 0 | 0 | 0 | 0 | 0 | 0 | 0 | 0 | 0 | 0 | 0 | 0 | 0 | 0 | 0 | 0 | 0 | Black coal | 0 | 0 | 0 | 0 | 0 | 0 | 0 | 0 | 0 | 0 | 0 | 0 | 0 | 0 | 0 | 0 | 0 | 0 | 0 | 0 | Black coal | 0 | 0 | 0 | 0 | 0 | 0 | 0 | 0 | 0 | 0 | 0 | 0 | 0 | 0 | 0 | 0 | 0 | 0 | 0 | 0 | Black coal | 0 | 0 | 0 | 0 | 0 | 0 | 0 | 0 | 0 | 0 | 0 | 0 | 0 | 0 | 0 | 0 | 0 | 0 | 0 | 0
CCGT | 0 | 0 | 0 | 0 | 0 | 0 | 0 | 0 | 0 | 0 | 0 | 0 | 0 | 0 | 0 | 0 | 0 | 0 | 0 | 0 | CCGT | 0 | 0 | 0 | 0 | 0 | 0 | 0 | 0 | 0 | 0 | 0 | 0 | 0 | 0 | 0 | 0 | 0 | 0 | 0 | 0 | CCGT | 0 | 0 | 0 | 0 | 0 | 0 | 0 | 0 | 0 | 0 | 0 | 0 | 0 | 0 | 0 | 0 | 0 | 0 | 0 | 0 | CCGT | 0 | 0 | 0 | 0 | 0 | 0 | 0 | 0 | 0 | 0 | 0 | 0 | 0 | 0 | 0 | 0 | 0 | 0 | 0 | 0
Cogeneration | 0 | 0 | 0 | 0 | 0 | 0 | 0 | 0 | 0 | 0 | 0 | 0 | 0 | 0 | 0 | 0 | 0 | 0 | 0 | 0 | Cogeneration | 0 | 0 | 0 | 0 | 0 | 0 | 0 | 0 | 0 | 0 | 0 | 0 | 0 | 0 | 0 | 0 | 0 | 0 | 0 | 0 | Cogeneration | 0 | 0 | 0 | 0 | 0 | 0 | 0 | 0 | 0 | 0 | 0 | 0 | 0 | 0 | 0 | 0 | 0 | 0 | 0 | 0 | Cogeneration | 0 | 0 | 0 | 0 | 0 | 0 | 0 | 0 | 0 | 0 | 0 | 0 | 0 | 0 | 0 | 0 | 0 | 0 | 0 | 0
Diesel engine | 0 | 0 | 0 | 0 | 0 | 0 | 0 | 0 | 0 | 0 | 0 | 0 | 0 | 0 | 0 | 0 | 0 | 0 | 0 | 0 | Diesel engine | 0 | 0 | 0 | 0 | 0 | 0 | 0 | 0 | 0 | 0 | 0 | 0 | 0 | 0 | 0 | 0 | 0 | 0 | 0 | 0 | Diesel engine | 0 | 0 | 0 | 0 | 0 | 0 | 0 | 0 | 0 | 0 | 0 | 0 | 0 | 0 | 0 | 0 | 0 | 0 | 0 | 0 | Diesel engine | 0 | 0 | 0 | 0 | 0 | 0 | 0 | 0 | 0 | 0 | 0 | 0 | 0 | 0 | 0 | 0 | 0 | 0 | 0 | 0
DSM | 0 | 0 | 0 | 0 | 0 | 0 | 0 | 0 | 0 | 0 | 0 | 0 | 0 | 0 | 0 | 0 | 0 | 0 | 0 | 0 | DSM | 0 | 0 | 0 | 0 | 0 | 0 | 0 | 0 | 0 | 0 | 0 | 0 | 0 | 0 | 0 | 0 | 0 | 0 | 0 | 0 | DSM | 0 | 0 | 0 | 0 | 0 | 0 | 0 | 0 | 0 | 0 | 0 | 0 | 0 | 0 | 0 | 0 | 0 | 0 | 0 | 0 | DSM | 0 | 0 | 0 | 0 | 0 | 0 | 0 | 0 | 0 | 0 | 0 | 0 | 0 | 0 | 0 | 0 | 0 | 0 | 0 | 0
Flexible gas | 0 | 0 | 0 | 0 | 0 | 0 | 0 | 0 | 0 | 0 | 0 | 0 | 0 | 0 | 0 | 0 | 0 | 0 | 0 | 0 | Flexible gas | 0 | 0 | 0 | 0 | 0 | 0 | 0 | 0 | 0 | 0 | 0 | 0 | 0 | 0 | 0 | 0 | 0 | 0 | 0 | 0 | Flexible gas | 0 | 0 | 0 | 0 | 0 | 0 | 0 | 0 | 0 | 0 | 0 | 0 | 0 | 0 | 0 | 0 | 0 | 0 | 0 | 0 | Flexible gas | 0 | 0 | 0 | 0 | 0 | 0 | 0 | 0 | 0 | 0 | 0 | 0 | 0 | 0 | 0 | 0 | 0 | 0 | 0 | 0
OCGT | 0 | 0 | 0 | 0 | 0 | 0 | 0 | 0 | 0 | 0 | 0 | 0 | 0 | 0 | 0 | 0 | 0 | 0 | 0 | 0 | OCGT | 0 | 0 | 0 | 0 | 0 | 0 | 0 | 0 | 0 | 0 | 0 | 0 | 0 | 0 | 0 | 0 | 0 | 0 | 0 | 0 | OCGT | 0 | 0 | 0 | 0 | 0 | 0 | 0 | 0 | 0 | 0 | 0 | 0 | 0 | 0 | 0 | 0 | 0 | 0 | 0 | 0 | OCGT | 0 | 0 | 0 | 0 | 0 | 0 | 0 | 0 | 0 | 0 | 0 | 0 | 0 | 0 | 0 | 0 | 0 | 0 | 0 | 0
Solar PV | 0 | 0 | 0 | 0 | 0 | 0 | 0 | 0 | 0 | 0 | 0 | 0 | 0 | 0 | 0 | 0 | 0 | 0 | 0 | 0 | Solar PV | 0 | 0 | 0 | 0 | 0 | 0 | 0 | 0 | 0 | 0 | 0 | 0 | 0 | 0 | 0 | 0 | 0 | 0 | 0 | 0 | Solar PV | 0 | 0 | 0 | 0 | 0 | 0 | 0 | 0 | 0 | 0 | 0 | 0 | 0 | 0 | 0 | 0 | 0 | 0 | 0 | 0 | Solar PV | 0 | 0 | 0 | 0 | 0 | 0 | 0 | 0 | 0 | 0 | 0 | 0 | 0 | 0 | 0 | 0 | 0 | 0 | 0 | 0
Waste to energy | 0 | 0 | 0 | 0 | 0 | 0 | 0 | 0 | 0 | 0 | 0 | 0 | 0 | 0 | 0 | 0 | 0 | 0 | 0 | 0 | Waste to energy | 0 | 0 | 0 | 0 | 0 | 0 | 0 | 0 | 0 | 0 | 0 | 0 | 0 | 0 | 0 | 0 | 0 | 0 | 0 | 0 | Waste to energy | 0 | 0 | 0 | 0 | 0 | 0 | 0 | 0 | 0 | 0 | 0 | 0 | 0 | 0 | 0 | 0 | 0 | 0 | 0 | 0 | Waste to energy | 0 | 0 | 0 | 0 | 0 | 0 | 0 | 0 | 0 | 0 | 0 | 0 | 0 | 0 | 0 | 0 | 0 | 0 | 0 | 0
End of technical life closures | [20 empty] | End of technical life closures | [20 empty] | End of technical life closures | [20 empty] | End of technical life closures
Battery - 2hrs | 0 | 0 | 0 | 0 | 0 | 0 | 0 | 0 | 0 | 0 | 0 | 0 | 0 | 0 | 0 | -0.17 | 0 | 0 | 0 | 0 | Battery - 2hrs | 0 | 0 | 0 | 0 | 0 | 0 | 0 | 0 | 0 | 0 | 0 | 0 | 0 | 0 | 0 | -0.23 | 0 | 0 | 0 | 0 | Battery - 2hrs | 0 | 0 | 0 | 0 | 0 | 0 | 0 | 0 | 0 | 0 | 0 | 0 | 0 | 0 | 0 | -12.8 | 0 | 0 | 0 | 0 | Battery - 2hrs | 0 | 0 | 0 | 0 | 0 | 0 | 0 | 0 | 0 | 0 | 0 | 0 | 0 | 0 | 0 | -0.12 | 0 | 0 | 0 | 0
Battery - 4hrs | 0 | 0 | 0 | 0 | 0 | 0 | 0 | 0 | 0 | 0 | 0 | 0 | 0 | 0 | 0 | -0.01 | 0 | 0 | 0 | 0 | Battery - 4hrs | 0 | 0 | 0 | 0 | 0 | 0 | 0 | 0 | 0 | 0 | 0 | 0 | 0 | 0 | 0 | -0.01 | 0 | 0 | 0 | 0 | Battery - 4hrs | 0 | 0 | 0 | 0 | 0 | 0 | 0 | 0 | 0 | 0 | 0 | 0 | 0 | 0 | 0 | -0.02 | -0.06 | 0 | 0 | 0 | Battery - 4hrs | 0 | 0 | 0 | 0 | 0 | 0 | 0 | 0 | 0 | 0 | 0 | 0 | 0 | 0 | 0 | -0.02 | -26.75 | -139.02 | -5.29 | 0
Black coal | 0 | 0 | 0 | 0 | 0 | 0 | 0 | 0 | 0 | 0 | 0 | 0 | 0 | 0 | 0 | 0 | 0 | 0 | 0 | 0 | Black coal | 0 | 0 | 0 | 0 | 0 | 0 | 0 | 0 | 0 | 0 | 0 | 0 | 0 | 0 | 0 | 0 | 0 | 0 | 0 | 0 | Black coal | 0 | 0 | 0 | 0 | 0 | 0 | 0 | 0 | 0 | 0 | 0 | 0 | 0 | 0 | 0 | 0 | 0 | 0 | 0 | 0 | Black coal | 0 | 0 | 0 | 0 | 0 | 0 | 0 | 0 | 0 | 0 | 0 | 0 | 0 | 0 | 0 | 0 | 0 | 0 | 0 | 0
CCGT | 0 | 0 | 0 | 0 | 0 | 0 | 0 | 0 | 0 | 0 | 0 | 0 | 0 | 0 | 0 | 0 | 0 | 0 | 0 | 0 | CCGT | 0 | 0 | 0 | 0 | 0 | 0 | 0 | 0 | 0 | 0 | 0 | 0 | 0 | 0 | 0 | 0 | 0 | 0 | 0 | 0 | CCGT | 0 | 0 | 0 | 0 | 0 | 0 | 0 | 0 | 0 | 0 | 0 | 0 | 0 | 0 | 0 | 0 | 0 | 0 | 0 | 0 | CCGT | 0 | 0 | 0 | 0 | 0 | 0 | 0 | 0 | 0 | 0 | 0 | 0 | 0 | 0 | 0 | 0 | 0 | 0 | 0 | 0
Cogeneration | 0 | 0 | 0 | 0 | 0 | 0 | 0 | 0 | 0 | 0 | 0 | 0 | 0 | 0 | 0 | 0 | 0 | 0 | 0 | 0 | Cogeneration | 0 | 0 | 0 | 0 | 0 | 0 | 0 | 0 | 0 | 0 | 0 | 0 | 0 | 0 | 0 | 0 | 0 | 0 | 0 | 0 | Cogeneration | 0 | 0 | 0 | 0 | 0 | 0 | 0 | 0 | 0 | 0 | 0 | 0 | 0 | 0 | 0 | 0 | 0 | 0 | 0 | 0 | Cogeneration | 0 | 0 | 0 | 0 | 0 | 0 | 0 | 0 | 0 | 0 | 0 | 0 | 0 | 0 | 0 | 0 | 0 | 0 | 0 | 0
Diesel engine | 0 | 0 | 0 | 0 | 0 | 0 | 0 | 0 | 0 | 0 | 0 | 0 | 0 | 0 | 0 | 0 | 0 | 0 | 0 | 0 | Diesel engine | 0 | 0 | 0 | 0 | 0 | 0 | 0 | 0 | 0 | 0 | 0 | 0 | 0 | 0 | 0 | 0 | 0 | 0 | 0 | 0 | Diesel engine | 0 | 0 | 0 | 0 | 0 | 0 | 0 | 0 | 0 | 0 | 0 | 0 | 0 | 0 | 0 | 0 | 0 | 0 | 0 | 0 | Diesel engine | 0 | 0 | 0 | 0 | 0 | 0 | 0 | 0 | 0 | 0 | 0 | 0 | 0 | 0 | 0 | 0 | 0 | 0 | 0 | 0
DSM | 0 | 0 | 0 | 0 | 0 | 0 | 0 | 0 | 0 | 0 | 0 | 0 | 0 | 0 | 0 | 0 | 0 | 0 | 0 | 0 | DSM | 0 | 0 | 0 | 0 | 0 | 0 | 0 | 0 | 0 | 0 | 0 | 0 | 0 | 0 | 0 | 0 | 0 | 0 | 0 | 0 | DSM | 0 | 0 | 0 | 0 | 0 | 0 | 0 | 0 | 0 | 0 | 0 | 0 | 0 | 0 | 0 | 0 | 0 | 0 | 0 | 0 | DSM | 0 | 0 | 0 | 0 | 0 | 0 | 0 | 0 | 0 | 0 | 0 | 0 | 0 | 0 | 0 | 0 | 0 | 0 | 0 | 0
Flexible gas | 0 | 0 | 0 | 0 | 0 | 0 | 0 | 0 | 0 | 0 | 0 | 0 | 0 | 0 | 0 | 0 | 0 | 0 | 0 | 0 | Flexible gas | 0 | 0 | 0 | 0 | 0 | 0 | 0 | 0 | 0 | 0 | 0 | 0 | 0 | 0 | 0 | 0 | 0 | 0 | 0 | 0 | Flexible gas | 0 | 0 | 0 | 0 | 0 | 0 | 0 | 0 | 0 | 0 | 0 | 0 | 0 | 0 | 0 | 0 | 0 | 0 | 0 | 0 | Flexible gas | 0 | 0 | 0 | 0 | 0 | 0 | 0 | 0 | 0 | 0 | 0 | 0 | 0 | 0 | 0 | 0 | 0 | 0 | 0 | 0
OCGT | 0 | 0 | 0 | 0 | 0 | 0 | 0 | 0 | 0 | 0 | 0 | 0 | 0 | 0 | 0 | 0 | -91.08 | 0 | 0 | 0 | OCGT | 0 | 0 | 0 | 0 | 0 | 0 | 0 | 0 | 0 | 0 | 0 | 0 | 0 | 0 | 0 | 0 | -91.08 | 0 | 0 | 0 | OCGT | 0 | 0 | 0 | 0 | 0 | 0 | 0 | 0 | 0 | 0 | 0 | 0 | 0 | 0 | 0 | 0 | -91.08 | 0 | 0 | 0 | OCGT | 0 | 0 | 0 | 0 | 0 | 0 | 0 | 0 | 0 | 0 | 0 | 0 | 0 | 0 | 0 | 0 | -91.08 | 0 | 0 | 0
Solar PV | 0 | 0 | 0 | 0 | 0 | 0 | 0 | 0 | 0 | 0 | 0 | 0 | 0 | 0 | 0 | 0 | 0 | 0 | 0 | 0 | Solar PV | 0 | 0 | 0 | 0 | 0 | 0 | 0 | 0 | 0 | 0 | 0 | 0 | 0 | 0 | 0 | 0 | 0 | 0 | 0 | 0 | Solar PV | 0 | 0 | 0 | 0 | 0 | 0 | 0 | 0 | 0 | 0 | 0 | 0 | 0 | 0 | 0 | 0 | 0 | 0 | 0 | 0 | Solar PV | 0 | 0 | 0 | 0 | 0 | 0 | 0 | 0 | 0 | 0 | 0 | 0 | 0 | 0 | 0 | 0 | 0 | 0 | 0 | 0
Waste to energy | 0 | 0 | 0 | 0 | 0 | 0 | 0 | 0 | 0 | 0 | 0 | 0 | 0 | 0 | 0 | 0 | 0 | 0 | 0 | 0 | Waste to energy | 0 | 0 | 0 | 0 | 0 | 0 | 0 | 0 | 0 | 0 | 0 | 0 | 0 | 0 | 0 | 0 | 0 | 0 | 0 | 0 | Waste to energy | 0 | 0 | 0 | 0 | 0 | 0 | 0 | 0 | 0 | 0 | 0 | 0 | 0 | 0 | 0 | 0 | 0 | 0 | 0 | 0 | Waste to energy | 0 | 0 | 0 | 0 | 0 | 0 | 0 | 0 | 0 | 0 | 0 | 0 | 0 | 0 | 0 | 0 | 0 | 0 | 0 | 0
South West | [20 empty] | South West | [20 empty] | South West | [20 empty] | South West
Additions | [20 empty] | Additions | [20 empty] | Additions | [20 empty] | Additions
Battery - 2hrs | 6.74 | 1.1 | 2.12 | 0 | 0 | 0 | 0.01 | 0.02 | 0.01 | 0 | 0.04 | 0.57 | 1.16 | 0.01 | 0 | 0 | 0 | 0 | 0 | 0 | Battery - 2hrs | 0 | 9.94 | 0.02 | 0 | 0 | 0.06 | 0 | 1.78 | 0 | 0 | 0 | 0 | 0 | 0 | 0 | 0 | 0 | 0 | 0 | 0 | Battery - 2hrs | 0.13 | 0 | 0 | 0 | 0 | 0 | 0 | 0 | 0 | 0 | 0 | 0 | 0 | 0 | 0 | 0.1 | 0.02 | 0 | 0 | 0 | Battery - 2hrs | 0.05 | 0 | 0 | 0 | 0 | 0 | 0 | 0 | 0.16 | 0 | 0.04 | 0 | 0 | 0 | 0 | 0 | 0 | 0 | 0 | 0
Battery - 4hrs | 0.01 | 0 | 0 | 0 | 0 | 0 | 0.01 | 0.01 | 0 | 0 | 0.01 | 0 | 0.01 | 0.28 | 0.04 | 6.74 | 67.2 | 0 | 0 | 0 | Battery - 4hrs | 0.01 | 0 | 0 | 0 | 0 | 0.01 | 0 | 0.07 | 1.47 | 0 | 0.66 | 0.11 | 37.55 | 48.2 | 0.01 | 0 | 0.01 | 0 | 0 | 0 | Battery - 4hrs | 0.02 | 0 | 0 | 0 | 0 | 0.18 | 0.8 | 0.01 | 0 | 0 | 0.43 | 0.19 | 0.01 | 0.01 | 0.22 | 0.17 | 0.7 | 0 | 0 | 0 | Battery - 4hrs | 0.02 | 0 | 0 | 0 | 0 | 0.01 | 0 | 0 | 0.59 | 0 | 1.43 | 0 | 0 | 0.04 | 0 | 0.35 | 1.25 | 0 | 4.97 | 0.01
Black coal | 0 | 0 | 0 | 0 | 0 | 0 | 0 | 0 | 0 | 0 | 0 | 0 | 0 | 0 | 0 | 0 | 0 | 0 | 0 | 0 | Black coal | 0 | 0 | 0 | 0 | 0 | 0 | 0 | 0 | 0 | 0 | 0 | 0 | 0 | 0 | 0 | 0 | 0 | 0 | 0 | 0 | Black coal | 0 | 0 | 0 | 0 | 0 | 0 | 0 | 0 | 0 | 0 | 0 | 0 | 0 | 0 | 0 | 0 | 0 | 0 | 0 | 0 | Black coal | 0 | 0 | 0 | 0 | 0 | 0 | 0 | 0 | 0 | 0 | 0 | 0 | 0 | 0 | 0 | 0 | 0 | 0 | 0 | 0
CCGT | 0 | 0 | 0 | 0 | 0 | 0 | 0 | 0 | 0 | 0 | 0 | 0 | 0 | 0 | 0 | 0 | 0 | 0 | 0 | 0 | CCGT | 0 | 0 | 0 | 0 | 0 | 0 | 0 | 0 | 0 | 0 | 0 | 0 | 0 | 0 | 0 | 0 | 0 | 0 | 0 | 0 | CCGT | 0 | 0 | 0 | 0.009749 | 0.009749 | 0 | 0 | 0 | 0 | 0 | 0 | 0 | 0 | 0 | 0 | 0 | 0 | 0 | 0 | 0 | CCGT | 0 | 0 | 0 | 0.009749 | 0.009749 | 0 | 0 | 0 | 0 | 0 | 0 | 0 | 0 | 0 | 0 | 0 | 0 | 0 | 0 | 0
Cogeneration | 0 | 0 | 0 | 0 | 0 | 0 | 0 | 0 | 0 | 0 | 0 | 0 | 0 | 0 | 0 | 0 | 0 | 0 | 0 | 0 | Cogeneration | 0 | 0 | 0 | 0 | 0 | 0 | 0 | 0 | 0 | 0 | 0 | 0 | 0 | 0 | 0 | 0 | 0 | 0 | 0 | 0 | Cogeneration | 0 | 0 | 0 | 0 | 0 | 0 | 0 | 0 | 0 | 0 | 0 | 0 | 0 | 0 | 0 | 0 | 0 | 0 | 0 | 0 | Cogeneration | 0 | 0 | 0 | 0 | 0 | 0 | 0 | 0 | 0 | 0 | 0 | 0 | 0 | 0 | 0 | 0 | 0 | 0 | 0 | 0
Diesel engine | 0 | 0 | 0 | 0 | 0 | 0 | 0 | 0 | 0 | 0 | 0 | 0 | 0 | 0 | 0 | 0 | 0 | 0 | 0 | 0 | Diesel engine | 0 | 0 | 0 | 0 | 0 | 0 | 0 | 0 | 0 | 0 | 0 | 0 | 0 | 0 | 0 | 0 | 0 | 0 | 0 | 0 | Diesel engine | 0 | 0 | 0 | 0 | 0 | 0 | 0 | 0 | 0 | 0 | 0 | 0 | 0 | 0 | 0 | 0 | 0 | 0 | 0 | 0 | Diesel engine | 0 | 0 | 0 | 0 | 0 | 0 | 0 | 0 | 0 | 0 | 0 | 0 | 0 | 0 | 0 | 0 | 0 | 0 | 0 | 0
DSM | 0 | 0 | 0 | 0 | 0 | 0 | 0 | 0 | 0 | 0 | 0 | 0 | 0 | 0 | 0 | 0 | 0 | 0 | 0 | 0 | DSM | 0 | 0 | 0 | 0 | 0 | 0 | 0 | 0 | 0 | 0 | 0 | 0 | 0 | 0 | 0 | 0 | 0 | 0 | 0 | 0 | DSM | 0 | 0 | 0 | 0 | 0 | 0 | 0 | 0 | 0 | 0 | 0 | 0 | 0 | 0 | 0 | 0 | 0 | 0 | 0 | 0 | DSM | 0 | 0 | 0 | 0 | 0 | 0 | 0 | 0 | 0 | 0 | 0 | 0 | 0 | 0 | 0 | 0 | 0 | 0 | 0 | 0
Flexible gas | 0 | 0 | 0 | 0 | 0 | 0 | 0 | 0 | 0 | 0 | 0 | 0 | 0 | 0 | 0 | 0 | 0.039388 | 0 | 0 | 0 | Flexible gas | 0 | 0 | 0 | 0 | 0 | 0 | 0 | 0 | 0 | 0 | 0 | 0 | 0 | 0 | 0 | 0 | 0.009847 | 0 | 0 | 0 | Flexible gas | 0 | 0 | 0 | 0.039388 | 0.029541 | 0.019694 | 0 | 0 | 0 | 0 | 0 | 0 | 0 | 0 | 0 | 0 | 0.049235 | 0.009847 | 0.019694 | 0 | Flexible gas | 0 | 0 | 0 | 0.039388 | 0.078776 | 0 | 0 | 0 | 0.009847 | 0.009847 | 0.009847 | 0.019694 | 0 | 0.029541 | 0 | 0 | 0.039388 | 0 | 0.049235 | 0
OCGT | 0 | 0 | 0 | 0 | 0 | 0 | 0 | 0 | 0 | 0 | 0 | 0 | 0 | 0 | 0 | 0 | 0 | 0 | 0 | 0 | OCGT | 0 | 0 | 0 | 0 | 0 | 0 | 0 | 0 | 0 | 0 | 0 | 0 | 0 | 0 | 0 | 0 | 0 | 0 | 0 | 0 | OCGT | 0 | 0 | 0 | 0 | 0 | 0 | 0 | 0 | 0 | 0 | 0 | 0 | 0 | 0 | 0 | 0 | 0 | 0 | 0 | 0 | OCGT | 0 | 0 | 0 | 0 | 0 | 0 | 0 | 0 | 0 | 0 | 0 | 0 | 0 | 0 | 0 | 0 | 0 | 0 | 0 | 0
Solar PV | 0 | 0 | 0.0196 | 0 | 0 | 0 | 0 | 0 | 0 | 0 | 0 | 0 | 0.0098 | 0 | 0 | 0 | 0 | 0.0392 | 0 | 0 | Solar PV | 0 | 0 | 0.0098 | 0 | 0 | 0 | 0 | 0 | 0 | 0 | 0 | 0 | 0 | 0 | 0 | 0 | 0 | 0 | 0 | 0 | Solar PV | 0 | 0 | 0.0098 | 0 | 0 | 0.049 | 0 | 0 | 0.0784 | 0 | 0.049 | 0 | 0 | 0 | 0 | 0 | 0 | 0.049 | 49.5488 | 0 | Solar PV | 0 | 0 | 0.0098 | 0 | 0.0196 | 0.0686 | 0 | 0 | 0.147 | 0 | 0 | 0 | 0 | 0.8232 | 0 | 94.276 | 0 | 0 | 633.6386 | 53.0278
Waste to energy | 0 | 0 | 0 | 0 | 0 | 0 | 0 | 0 | 0 | 0 | 0 | 0 | 0 | 0 | 0 | 0 | 0 | 0 | 0 | 0 | Waste to energy | 0 | 0 | 0 | 0 | 0 | 0 | 0 | 0 | 0 | 0 | 0 | 0 | 0 | 0 | 0 | 0 | 0 | 0 | 0 | 0 | Waste to energy | 0 | 0 | 0 | 0 | 0 | 0 | 0 | 0 | 0 | 0 | 0 | 0 | 0 | 0 | 0 | 0 | 0 | 0 | 0 | 0 | Waste to energy | 0 | 0 | 0 | 0 | 0 | 0 | 0 | 0 | 0 | 0 | 0 | 0 | 0 | 0 | 0 | 0 | 0 | 0 | 0 | 0
Economic exit | [20 empty] | Economic exit | [20 empty] | Economic exit | [20 empty] | Economic exit
Battery - 2hrs | 0 | 0 | 0 | 0 | 0 | 0 | 0 | 0 | 0 | 0 | 0 | 0 | 0 | 0 | 0 | 0 | 0 | 0 | 0 | 0 | Battery - 2hrs | 0 | 0 | 0 | 0 | 0 | 0 | 0 | 0 | 0 | 0 | 0 | 0 | 0 | 0 | 0 | 0 | 0 | 0 | 0 | 0 | Battery - 2hrs | 0 | 0 | 0 | 0 | 0 | 0 | 0 | 0 | 0 | 0 | 0 | 0 | 0 | 0 | 0 | 0 | 0 | 0 | 0 | 0 | Battery - 2hrs | 0 | 0 | 0 | 0 | 0 | 0 | 0 | 0 | 0 | 0 | 0 | 0 | 0 | 0 | 0 | 0 | 0 | 0 | 0 | 0
Battery - 4hrs | 0 | 0 | 0 | 0 | 0 | 0 | 0 | 0 | 0 | 0 | 0 | 0 | 0 | 0 | 0 | 0 | 0 | 0 | 0 | 0 | Battery - 4hrs | 0 | 0 | 0 | 0 | 0 | 0 | 0 | 0 | 0 | 0 | 0 | 0 | 0 | 0 | 0 | 0 | 0 | 0 | 0 | 0 | Battery - 4hrs | 0 | 0 | 0 | 0 | 0 | 0 | 0 | 0 | 0 | 0 | 0 | 0 | 0 | 0 | 0 | 0 | 0 | 0 | 0 | 0 | Battery - 4hrs | 0 | 0 | 0 | 0 | 0 | 0 | 0 | 0 | 0 | 0 | 0 | 0 | 0 | 0 | 0 | 0 | 0 | 0 | 0 | 0
Black coal | 0 | 0 | 0 | 0 | -467.36 | -32.2 | 0 | 0 | 0 | 0 | 0 | 0 | 0 | 0 | 0 | 0 | 0 | 0 | 0 | 0 | Black coal | 0 | 0 | 0 | 0 | -68.08 | -64.4 | 0 | 0 | 0 | 0 | 0 | 0 | 0 | 0 | 0 | 0 | 0 | 0 | 0 | 0 | Black coal | 0 | 0 | 0 | 0 | 0 | 0 | 0 | 0 | 0 | 0 | 0 | 0 | 0 | 0 | 0 | 0 | 0 | 0 | 0 | 0 | Black coal | 0 | 0 | 0 | 0 | 0 | 0 | 0 | 0 | 0 | 0 | 0 | 0 | 0 | 0 | 0 | 0 | 0 | 0 | 0 | 0
CCGT | 0 | 0 | 0 | 0 | 0 | 0 | 0 | 0 | 0 | 0 | 0 | 0 | 0 | 0 | 0 | 0 | 0 | 0 | 0 | 0 | CCGT | 0 | 0 | 0 | 0 | 0 | 0 | 0 | 0 | 0 | 0 | 0 | 0 | 0 | 0 | 0 | 0 | 0 | 0 | 0 | 0 | CCGT | 0 | 0 | 0 | 0 | 0 | 0 | 0 | 0 | 0 | 0 | 0 | 0 | 0 | 0 | 0 | 0 | 0 | 0 | 0 | 0 | CCGT | 0 | 0 | 0 | 0 | 0 | 0 | 0 | 0 | 0 | 0 | 0 | 0 | 0 | 0 | 0 | 0 | 0 | 0 | 0 | 0
Cogeneration | 0 | 0 | 0 | 0 | 0 | 0 | 0 | 0 | 0 | 0 | 0 | 0 | 0 | 0 | 0 | 0 | 0 | 0 | 0 | 0 | Cogeneration | 0 | 0 | 0 | 0 | 0 | 0 | 0 | 0 | 0 | 0 | 0 | 0 | 0 | 0 | 0 | 0 | 0 | 0 | 0 | 0 | Cogeneration | 0 | 0 | 0 | 0 | 0 | 0 | 0 | 0 | 0 | 0 | 0 | 0 | 0 | 0 | 0 | 0 | 0 | 0 | 0 | 0 | Cogeneration | 0 | 0 | 0 | 0 | 0 | 0 | 0 | 0 | 0 | 0 | 0 | 0 | 0 | 0 | 0 | 0 | 0 | 0 | 0 | 0
Diesel engine | 0 | 0 | 0 | 0 | 0 | 0 | 0 | 0 | 0 | 0 | 0 | 0 | 0 | 0 | 0 | 0 | 0 | 0 | 0 | 0 | Diesel engine | 0 | 0 | 0 | 0 | 0 | 0 | 0 | 0 | 0 | 0 | 0 | 0 | 0 | 0 | 0 | 0 | 0 | 0 | 0 | 0 | Diesel engine | 0 | 0 | 0 | 0 | 0 | 0 | 0 | 0 | 0 | 0 | 0 | 0 | 0 | 0 | 0 | 0 | 0 | 0 | 0 | 0 | Diesel engine | 0 | 0 | 0 | 0 | 0 | 0 | 0 | 0 | 0 | 0 | 0 | 0 | 0 | 0 | 0 | 0 | 0 | 0 | 0 | 0
DSM | 0 | 0 | 0 | 0 | 0 | 0 | 0 | 0 | 0 | 0 | 0 | 0 | 0 | 0 | 0 | 0 | 0 | 0 | 0 | 0 | DSM | 0 | 0 | 0 | 0 | 0 | 0 | 0 | 0 | 0 | 0 | 0 | 0 | 0 | 0 | 0 | 0 | 0 | 0 | 0 | 0 | DSM | 0 | 0 | 0 | 0 | 0 | 0 | 0 | 0 | 0 | 0 | 0 | 0 | 0 | 0 | 0 | 0 | 0 | 0 | 0 | 0 | DSM | 0 | 0 | 0 | 0 | 0 | 0 | 0 | 0 | 0 | 0 | 0 | 0 | 0 | 0 | 0 | 0 | 0 | 0 | 0 | 0
Flexible gas | 0 | 0 | 0 | 0 | 0 | 0 | 0 | 0 | 0 | 0 | 0 | 0 | 0 | 0 | 0 | 0 | 0 | 0 | 0 | 0 | Flexible gas | 0 | 0 | 0 | 0 | 0 | 0 | 0 | 0 | 0 | 0 | 0 | 0 | 0 | 0 | 0 | 0 | 0 | 0 | 0 | 0 | Flexible gas | 0 | 0 | 0 | 0 | 0 | 0 | 0 | 0 | 0 | 0 | 0 | 0 | 0 | 0 | 0 | 0 | 0 | 0 | 0 | 0 | Flexible gas | 0 | 0 | 0 | 0 | 0 | 0 | 0 | 0 | 0 | 0 | 0 | 0 | 0 | 0 | 0 | 0 | 0 | 0 | 0 | 0
OCGT | 0 | 0 | 0 | 0 | 0 | 0 | 0 | 0 | 0 | 0 | 0 | 0 | 0 | 0 | 0 | 0 | 0 | 0 | 0 | 0 | OCGT | 0 | 0 | 0 | 0 | 0 | 0 | 0 | 0 | 0 | 0 | 0 | 0 | 0 | 0 | 0 | 0 | 0 | 0 | 0 | 0 | OCGT | 0 | 0 | 0 | 0 | 0 | 0 | 0 | 0 | 0 | 0 | 0 | 0 | 0 | 0 | 0 | 0 | 0 | 0 | 0 | 0 | OCGT | 0 | 0 | 0 | 0 | 0 | 0 | 0 | 0 | 0 | 0 | 0 | 0 | 0 | 0 | 0 | 0 | 0 | 0 | 0 | 0
Solar PV | 0 | 0 | 0 | 0 | 0 | 0 | 0 | 0 | 0 | 0 | 0 | 0 | 0 | 0 | 0 | 0 | 0 | 0 | 0 | 0 | Solar PV | 0 | 0 | 0 | 0 | 0 | 0 | 0 | 0 | 0 | 0 | 0 | 0 | 0 | 0 | 0 | 0 | 0 | 0 | 0 | 0 | Solar PV | 0 | 0 | 0 | 0 | 0 | 0 | 0 | 0 | 0 | 0 | 0 | 0 | 0 | 0 | 0 | 0 | 0 | 0 | 0 | 0 | Solar PV | 0 | 0 | 0 | 0 | 0 | 0 | 0 | 0 | 0 | 0 | 0 | 0 | 0 | 0 | 0 | 0 | 0 | 0 | 0 | 0
Waste to energy | 0 | 0 | 0 | 0 | 0 | 0 | 0 | 0 | 0 | 0 | 0 | 0 | 0 | 0 | 0 | 0 | 0 | 0 | 0 | 0 | Waste to energy | 0 | 0 | 0 | 0 | 0 | 0 | 0 | 0 | 0 | 0 | 0 | 0 | 0 | 0 | 0 | 0 | 0 | 0 | 0 | 0 | Waste to energy | 0 | 0 | 0 | 0 | 0 | 0 | 0 | 0 | 0 | 0 | 0 | 0 | 0 | 0 | 0 | 0 | 0 | 0 | 0 | 0 | Waste to energy | 0 | 0 | 0 | 0 | 0 | 0 | 0 | 0 | 0 | 0 | 0 | 0 | 0 | 0 | 0 | 0 | 0 | 0 | 0 | 0
End of technical life closures | [20 empty] | End of technical life closures | [20 empty] | End of technical life closures | [20 empty] | End of technical life closures
Battery - 2hrs | 0 | 0 | 0 | 0 | 0 | 0 | 0 | 0 | 0 | 0 | 0 | 0 | 0 | 0 | 0 | -6.74 | -1.1 | -2.12 | 0 | 0 | Battery - 2hrs | 0 | 0 | 0 | 0 | 0 | 0 | 0 | 0 | 0 | 0 | 0 | 0 | 0 | 0 | 0 | 0 | -9.94 | -0.02 | 0 | 0 | Battery - 2hrs | 0 | 0 | 0 | 0 | 0 | 0 | 0 | 0 | 0 | 0 | 0 | 0 | 0 | 0 | 0 | -0.13 | 0 | 0 | 0 | 0 | Battery - 2hrs | 0 | 0 | 0 | 0 | 0 | 0 | 0 | 0 | 0 | 0 | 0 | 0 | 0 | 0 | 0 | -0.05 | 0 | 0 | 0 | 0
Battery - 4hrs | 0 | 0 | 0 | 0 | 0 | 0 | 0 | 0 | 0 | 0 | 0 | 0 | 0 | 0 | 0 | -0.01 | 0 | 0 | 0 | 0 | Battery - 4hrs | 0 | 0 | 0 | 0 | 0 | 0 | 0 | 0 | 0 | 0 | 0 | 0 | 0 | 0 | 0 | -0.01 | 0 | 0 | 0 | 0 | Battery - 4hrs | 0 | 0 | 0 | 0 | 0 | 0 | 0 | 0 | 0 | 0 | 0 | 0 | 0 | 0 | 0 | -0.02 | 0 | 0 | 0 | 0 | Battery - 4hrs | 0 | 0 | 0 | 0 | 0 | 0 | 0 | 0 | 0 | 0 | 0 | 0 | 0 | 0 | 0 | -0.02 | 0 | 0 | 0 | 0
Black coal | 0 | 0 | -195.96 | 0 | -195.96 | 0 | 0 | 0 | 0 | 0 | 0 | 0 | 0 | 0 | 0 | 0 | -40.48 | 0 | 0 | 0 | Black coal | 0 | 0 | -195.96 | 0 | -195.96 | 0 | 0 | 0 | 0 | 0 | 0 | 0 | 0 | 0 | 0 | 0 | -291.64 | 0 | 0 | 0 | Black coal | 0 | 0 | -195.96 | 0 | -195.96 | 0 | 0 | 0 | 0 | 0 | 0 | 0 | 0 | 0 | 0 | 0 | -425.04 | 0 | 0 | 0 | Black coal | 0 | 0 | -195.96 | 0 | -195.96 | 0 | 0 | 0 | 0 | 0 | 0 | 0 | 0 | 0 | 0 | 0 | -425.04 | 0 | 0 | 0
CCGT | 0 | 0 | 0 | 0 | 0 | 0 | 0 | 0 | 0 | 0 | 0 | 0 | 0 | 0 | 0 | 0 | 0 | 0 | 0 | 0 | CCGT | 0 | 0 | 0 | 0 | 0 | 0 | 0 | 0 | 0 | 0 | 0 | 0 | 0 | 0 | 0 | 0 | 0 | 0 | 0 | 0 | CCGT | 0 | 0 | 0 | 0 | 0 | 0 | 0 | 0 | 0 | 0 | 0 | 0 | 0 | 0 | 0 | 0 | 0 | 0 | 0 | 0 | CCGT | 0 | 0 | 0 | 0 | 0 | 0 | 0 | 0 | 0 | 0 | 0 | 0 | 0 | 0 | 0 | 0 | 0 | 0 | 0 | 0
Cogeneration | 0 | 0 | 0 | 0 | 0 | 0 | 0 | 0 | 0 | 0 | 0 | 0 | 0 | 0 | 0 | 0 | 0 | 0 | 0 | 0 | Cogeneration | 0 | 0 | 0 | 0 | 0 | 0 | 0 | 0 | 0 | 0 | 0 | 0 | 0 | 0 | 0 | 0 | 0 | 0 | 0 | 0 | Cogeneration | 0 | 0 | 0 | 0 | 0 | 0 | 0 | 0 | 0 | 0 | 0 | 0 | 0 | 0 | 0 | 0 | 0 | 0 | 0 | 0 | Cogeneration | 0 | 0 | 0 | 0 | 0 | 0 | 0 | 0 | 0 | 0 | 0 | 0 | 0 | 0 | 0 | 0 | 0 | 0 | 0 | 0
Diesel engine | 0 | 0 | 0 | 0 | 0 | 0 | 0 | 0 | 0 | 0 | 0 | 0 | 0 | 0 | 0 | 0 | 0 | 0 | 0 | 0 | Diesel engine | 0 | 0 | 0 | 0 | 0 | 0 | 0 | 0 | 0 | 0 | 0 | 0 | 0 | 0 | 0 | 0 | 0 | 0 | 0 | 0 | Diesel engine | 0 | 0 | 0 | 0 | 0 | 0 | 0 | 0 | 0 | 0 | 0 | 0 | 0 | 0 | 0 | 0 | 0 | 0 | 0 | 0 | Diesel engine | 0 | 0 | 0 | 0 | 0 | 0 | 0 | 0 | 0 | 0 | 0 | 0 | 0 | 0 | 0 | 0 | 0 | 0 | 0 | 0
DSM | 0 | 0 | 0 | 0 | 0 | 0 | 0 | 0 | 0 | 0 | 0 | 0 | 0 | 0 | 0 | 0 | 0 | 0 | 0 | 0 | DSM | 0 | 0 | 0 | 0 | 0 | 0 | 0 | 0 | 0 | 0 | 0 | 0 | 0 | 0 | 0 | 0 | 0 | 0 | 0 | 0 | DSM | 0 | 0 | 0 | 0 | 0 | 0 | 0 | 0 | 0 | 0 | 0 | 0 | 0 | 0 | 0 | 0 | 0 | 0 | 0 | 0 | DSM | 0 | 0 | 0 | 0 | 0 | 0 | 0 | 0 | 0 | 0 | 0 | 0 | 0 | 0 | 0 | 0 | 0 | 0 | 0 | 0
Flexible gas | 0 | 0 | 0 | 0 | 0 | 0 | 0 | 0 | 0 | 0 | 0 | 0 | 0 | 0 | 0 | 0 | 0 | 0 | 0 | 0 | Flexible gas | 0 | 0 | 0 | 0 | 0 | 0 | 0 | 0 | 0 | 0 | 0 | 0 | 0 | 0 | 0 | 0 | 0 | 0 | 0 | 0 | Flexible gas | 0 | 0 | 0 | 0 | 0 | 0 | 0 | 0 | 0 | 0 | 0 | 0 | 0 | 0 | 0 | 0 | 0 | 0 | 0 | 0 | Flexible gas | 0 | 0 | 0 | 0 | 0 | 0 | 0 | 0 | 0 | 0 | 0 | 0 | 0 | 0 | 0 | 0 | 0 | 0 | 0 | 0
OCGT | 0 | 0 | 0 | 0 | 0 | 0 | 0 | 0 | 0 | 0 | 0 | 0 | 0 | 0 | 0 | 0 | 0 | 0 | 0 | 0 | OCGT | 0 | 0 | 0 | 0 | 0 | 0 | 0 | 0 | 0 | 0 | 0 | 0 | 0 | 0 | 0 | 0 | 0 | 0 | 0 | 0 | OCGT | 0 | 0 | 0 | 0 | 0 | 0 | 0 | 0 | 0 | 0 | 0 | 0 | 0 | 0 | 0 | 0 | 0 | 0 | 0 | 0 | OCGT | 0 | 0 | 0 | 0 | 0 | 0 | 0 | 0 | 0 | 0 | 0 | 0 | 0 | 0 | 0 | 0 | 0 | 0 | 0 | 0
Solar PV | 0 | 0 | 0 | 0 | 0 | 0 | 0 | 0 | 0 | 0 | 0 | 0 | 0 | 0 | 0 | 0 | 0 | 0 | 0 | 0 | Solar PV | 0 | 0 | 0 | 0 | 0 | 0 | 0 | 0 | 0 | 0 | 0 | 0 | 0 | 0 | 0 | 0 | 0 | 0 | 0 | 0 | Solar PV | 0 | 0 | 0 | 0 | 0 | 0 | 0 | 0 | 0 | 0 | 0 | 0 | 0 | 0 | 0 | 0 | 0 | 0 | 0 | 0 | Solar PV | 0 | 0 | 0 | 0 | 0 | 0 | 0 | 0 | 0 | 0 | 0 | 0 | 0 | 0 | 0 | 0 | 0 | 0 | 0 | 0
Waste to energy | 0 | 0 | 0 | 0 | 0 | 0 | 0 | 0 | 0 | 0 | 0 | 0 | 0 | 0 | 0 | 0 | 0 | 0 | 0 | 0 | Waste to energy | 0 | 0 | 0 | 0 | 0 | 0 | 0 | 0 | 0 | 0 | 0 | 0 | 0 | 0 | 0 | 0 | 0 | 0 | 0 | 0 | Waste to energy | 0 | 0 | 0 | 0 | 0 | 0 | 0 | 0 | 0 | 0 | 0 | 0 | 0 | 0 | 0 | 0 | 0 | 0 | 0 | 0 | Waste to energy | 0 | 0 | 0 | 0 | 0 | 0 | 0 | 0 | 0 | 0 | 0 | 0 | 0 | 0 | 0 | 0 | 0 | 0 | 0 | 0
South East | [20 empty] | South East | [20 empty] | South East | [20 empty] | South East
Additions | [20 empty] | Additions | [20 empty] | Additions | [20 empty] | Additions
Battery - 2hrs | 0.71 | 0 | 0 | 0 | 0 | 0 | 0.04 | 0.04 | 0.02 | 0 | 0.06 | 0.1 | 4.1 | 4.73 | 0 | 0 | 0 | 0 | 0 | 0 | Battery - 2hrs | 0 | 2.83 | 0 | 0 | 0 | 6.19 | 0 | 0 | 0 | 0 | 0 | 0 | 0 | 0 | 0 | 0 | 0 | 0 | 0 | 0 | Battery - 2hrs | 33.82 | 0 | 0 | 0 | 0 | 0 | 0 | 0 | 0 | 0 | 0 | 0 | 0 | 0 | 0 | 0.11 | 0.03 | 0 | 0 | 0.01 | Battery - 2hrs | 0.15 | 0 | 0 | 0 | 0 | 0 | 0 | 0 | 0 | 0 | 0.04 | 0 | 0 | 0 | 0 | 0.02 | 0.03 | 0 | 0.05 | 0.08
Battery - 4hrs | 0.01 | 0 | 0 | 0 | 0 | 0 | 0.01 | 0.01 | 0 | 0 | 0.01 | 0 | 0.01 | 2.53 | 8.68 | 1.81 | 5.1 | 10.92 | 0 | 0 | Battery - 4hrs | 0.01 | 0 | 0 | 0 | 0 | 0.01 | 0 | 0.07 | 5.5 | 0 | 0.05 | 0 | 0 | 0 | 8.49 | 0 | 9.48 | 0 | 0 | 0 | Battery - 4hrs | 0.02 | 0.91 | 3.87 | 17.75 | 0 | 56.92 | 61.44 | 68.28 | 22.52 | 0 | 2.65 | 0 | 55.9 | 0 | 0 | 0 | 94.06 | 0 | 0 | 15.05 | Battery - 4hrs | 20.95 | 0 | 34.94 | 19.65 | 63.06 | 205.22 | 75.76 | 0 | 0 | 0 | 6.64 | 0 | 0 | 0 | 0 | 0 | 0 | 0 | 0 | 62.98
Black coal | 0 | 0 | 0 | 0 | 0 | 0 | 0 | 0 | 0 | 0 | 0 | 0 | 0 | 0 | 0 | 0 | 0 | 0 | 0 | 0 | Black coal | 0 | 0 | 0 | 0 | 0 | 0 | 0 | 0 | 0 | 0 | 0 | 0 | 0 | 0 | 0 | 0 | 0 | 0 | 0 | 0 | Black coal | 0 | 0 | 0 | 0 | 0 | 0 | 0 | 0 | 0 | 0 | 0 | 0 | 0 | 0 | 0 | 0 | 0 | 0 | 0 | 0 | Black coal | 0 | 0 | 0 | 0 | 0 | 0 | 0 | 0 | 0 | 0 | 0 | 0 | 0 | 0 | 0 | 0 | 0 | 0 | 0 | 0
CCGT | 0 | 0 | 0 | 0 | 0 | 0 | 0 | 0 | 0 | 0 | 0 | 0 | 0 | 0 | 0 | 0 | 0 | 0 | 0 | 0 | CCGT | 0 | 0 | 0 | 0 | 0 | 0 | 0 | 0 | 0 | 0 | 0 | 0 | 0 | 0 | 0 | 0 | 0 | 0 | 0 | 0 | CCGT | 0 | 0 | 0 | 0 | 0 | 0 | 0 | 0 | 0 | 0 | 0 | 0 | 0 | 0 | 0 | 0 | 0 | 0 | 0 | 0 | CCGT | 0 | 0 | 0 | 0 | 0 | 0 | 0 | 0 | 0 | 0 | 0 | 0 | 0 | 0 | 0 | 0 | 0 | 0 | 0 | 0
Cogeneration | 0 | 0 | 0 | 0 | 0 | 0 | 0 | 0 | 0 | 0 | 0 | 0 | 0 | 0 | 0 | 0 | 0 | 0 | 0 | 0 | Cogeneration | 0 | 0 | 0 | 0 | 0 | 0 | 0 | 0 | 0 | 0 | 0 | 0 | 0 | 0 | 0 | 0 | 0 | 0 | 0 | 0 | Cogeneration | 0 | 0 | 0 | 0 | 0 | 0 | 0 | 0 | 0 | 0 | 0 | 0 | 0 | 0 | 0 | 0 | 0 | 0 | 0 | 0 | Cogeneration | 0 | 0 | 0 | 0 | 0 | 0 | 0 | 0 | 0 | 0 | 0 | 0 | 0 | 0 | 0 | 0 | 0 | 0 | 0 | 0
Diesel engine | 0 | 0 | 0 | 0 | 0 | 0 | 0 | 0 | 0 | 0 | 0 | 0 | 0 | 0 | 0 | 0 | 0 | 0 | 0 | 0 | Diesel engine | 0 | 0 | 0 | 0 | 0 | 0 | 0 | 0 | 0 | 0 | 0 | 0 | 0 | 0 | 0 | 0 | 0 | 0 | 0 | 0 | Diesel engine | 0 | 0 | 0 | 0 | 0 | 0 | 0 | 0 | 0 | 0 | 0 | 0 | 0 | 0 | 0 | 0 | 0 | 0 | 0 | 0 | Diesel engine | 0 | 0 | 0 | 0 | 0 | 0 | 0 | 0 | 0 | 0 | 0 | 0 | 0 | 0 | 0 | 0 | 0 | 0 | 0 | 0
DSM | 0 | 0 | 0 | 0 | 0 | 0 | 0 | 0 | 0 | 0 | 0 | 0 | 0 | 0 | 0 | 0 | 0 | 0 | 0 | 0 | DSM | 0 | 0 | 0 | 0 | 0 | 0 | 0 | 0 | 0 | 0 | 0 | 0 | 0 | 0 | 0 | 0 | 0 | 0 | 0 | 0 | DSM | 0 | 0 | 0 | 0 | 0 | 0 | 0 | 0 | 0 | 0 | 0 | 0 | 0 | 0 | 0 | 0 | 0 | 0 | 0 | 0 | DSM | 0 | 0 | 0 | 0 | 0 | 0 | 0 | 0 | 0 | 0 | 0 | 0 | 0 | 0 | 0 | 0 | 0 | 0 | 0 | 0
Flexible gas | 0 | 0 | 0 | 0 | 0 | 0 | 0 | 0 | 0 | 0 | 0 | 0 | 0 | 0 | 0 | 0 | 0 | 0 | 0 | 0 | Flexible gas | 0 | 0 | 0 | 0 | 0 | 0 | 0 | 0 | 0 | 0 | 0 | 0 | 0 | 0 | 0 | 0 | 0 | 0 | 0 | 0 | Flexible gas | 0 | 0 | 0 | 0 | 0 | 0 | 0 | 0 | 0 | 0 | 0 | 0 | 0 | 0 | 0 | 0 | 0 | 0 | 0 | 0 | Flexible gas | 0 | 0 | 0 | 0 | 0 | 0 | 0 | 0 | 0 | 0 | 0 | 0 | 0 | 0 | 0 | 0 | 0 | 0 | 0 | 0
OCGT | 0 | 0 | 0 | 0 | 0 | 0 | 0 | 0 | 0 | 0 | 0 | 0 | 0 | 0 | 0 | 0 | 0 | 0 | 0 | 0 | OCGT | 0 | 0 | 0 | 0 | 0 | 0 | 0 | 0 | 0 | 0 | 0 | 0 | 0 | 0 | 0 | 0 | 0 | 0 | 0 | 0 | OCGT | 0 | 0 | 0 | 0 | 0 | 0 | 0 | 0 | 0 | 0 | 0 | 0 | 0 | 0 | 0 | 0 | 0 | 0 | 0 | 0 | OCGT | 0 | 0 | 0 | 0 | 0 | 0 | 0 | 0 | 0 | 0 | 0 | 0 | 0 | 0 | 0 | 0 | 0 | 0 | 0 | 0
Solar PV | 0 | 0 | 0 | 0 | 0 | 0 | 0 | 0 | 0 | 0 | 0 | 0 | 0 | 0 | 0 | 0 | 0 | 0 | 0 | 0 | Solar PV | 0 | 0 | 0 | 0 | 0 | 0 | 0 | 0 | 0 | 0 | 0 | 0 | 0 | 0 | 0 | 0 | 0 | 0 | 0 | 0 | Solar PV | 0 | 0 | 0 | 0 | 0 | 0 | 0 | 0 | 0 | 0 | 0 | 0 | 0 | 0 | 0 | 0 | 4.7236 | 0.833 | 16.0524 | 141.6002 | Solar PV | 0 | 0 | 0.0098 | 0 | 66.0324 | 0 | 278.0554 | 0 | 0 | 0 | 11.8286 | 0 | 0 | 0 | 0 | 0 | 0 | 0 | 0 | 0
Waste to energy | 0 | 0 | 0 | 0 | 0 | 0 | 0 | 0 | 0 | 0 | 0 | 0 | 0 | 0 | 0 | 0 | 0 | 0 | 0 | 0 | Waste to energy | 0 | 0 | 0 | 0 | 0 | 0 | 0 | 0 | 0 | 0 | 0 | 0 | 0 | 0 | 0 | 0 | 0 | 0 | 0 | 0 | Waste to energy | 0 | 0 | 0 | 0 | 0 | 0 | 0 | 0 | 0 | 0 | 0 | 0 | 0 | 0 | 0 | 0 | 0 | 0 | 0 | 0 | Waste to energy | 0 | 0 | 0 | 0 | 0 | 0 | 0 | 0 | 0 | 0 | 0 | 0 | 0 | 0 | 0 | 0 | 0 | 0 | 0 | 0
Economic exit | [20 empty] | Economic exit | [20 empty] | Economic exit | [20 empty] | Economic exit
Battery - 2hrs | 0 | 0 | 0 | 0 | 0 | 0 | 0 | 0 | 0 | 0 | 0 | 0 | 0 | 0 | 0 | 0 | 0 | 0 | 0 | 0 | Battery - 2hrs | 0 | 0 | 0 | 0 | 0 | 0 | 0 | 0 | 0 | 0 | 0 | 0 | 0 | 0 | 0 | 0 | 0 | 0 | 0 | 0 | Battery - 2hrs | 0 | 0 | 0 | 0 | 0 | 0 | 0 | 0 | 0 | 0 | 0 | 0 | 0 | 0 | 0 | 0 | 0 | 0 | 0 | 0 | Battery - 2hrs | 0 | 0 | 0 | 0 | 0 | 0 | 0 | 0 | 0 | 0 | 0 | 0 | 0 | 0 | 0 | 0 | 0 | 0 | 0 | 0
Battery - 4hrs | 0 | 0 | 0 | 0 | 0 | 0 | 0 | 0 | 0 | 0 | 0 | 0 | 0 | 0 | 0 | 0 | 0 | 0 | 0 | 0 | Battery - 4hrs | 0 | 0 | 0 | 0 | 0 | 0 | 0 | 0 | 0 | 0 | 0 | 0 | 0 | 0 | 0 | 0 | 0 | 0 | 0 | 0 | Battery - 4hrs | 0 | 0 | 0 | 0 | 0 | 0 | 0 | 0 | 0 | 0 | 0 | 0 | 0 | 0 | 0 | 0 | 0 | 0 | 0 | 0 | Battery - 4hrs | 0 | 0 | 0 | 0 | 0 | 0 | 0 | 0 | 0 | 0 | 0 | 0 | 0 | 0 | 0 | 0 | 0 | 0 | 0 | 0
Black coal | 0 | 0 | 0 | 0 | 0 | 0 | 0 | 0 | 0 | 0 | 0 | 0 | 0 | 0 | 0 | 0 | 0 | 0 | 0 | 0 | Black coal | 0 | 0 | 0 | 0 | 0 | 0 | 0 | 0 | 0 | 0 | 0 | 0 | 0 | 0 | 0 | 0 | 0 | 0 | 0 | 0 | Black coal | 0 | 0 | 0 | 0 | 0 | 0 | 0 | 0 | 0 | 0 | 0 | 0 | 0 | 0 | 0 | 0 | 0 | 0 | 0 | 0 | Black coal | 0 | 0 | 0 | 0 | 0 | 0 | 0 | 0 | 0 | 0 | 0 | 0 | 0 | 0 | 0 | 0 | 0 | 0 | 0 | 0
CCGT | 0 | 0 | 0 | 0 | 0 | 0 | 0 | 0 | 0 | 0 | 0 | 0 | 0 | 0 | 0 | 0 | 0 | 0 | 0 | 0 | CCGT | 0 | 0 | 0 | 0 | 0 | 0 | 0 | 0 | 0 | 0 | 0 | 0 | 0 | 0 | 0 | 0 | 0 | 0 | 0 | 0 | CCGT | 0 | 0 | 0 | 0 | 0 | 0 | 0 | 0 | 0 | 0 | 0 | 0 | 0 | 0 | 0 | 0 | 0 | 0 | 0 | 0 | CCGT | 0 | 0 | 0 | 0 | 0 | 0 | 0 | 0 | 0 | 0 | 0 | 0 | 0 | 0 | 0 | 0 | 0 | 0 | 0 | 0
Cogeneration | 0 | 0 | 0 | 0 | 0 | 0 | 0 | 0 | 0 | 0 | 0 | 0 | 0 | 0 | 0 | 0 | 0 | 0 | 0 | 0 | Cogeneration | 0 | 0 | 0 | 0 | 0 | 0 | 0 | 0 | 0 | 0 | 0 | 0 | 0 | 0 | 0 | 0 | 0 | 0 | 0 | 0 | Cogeneration | 0 | 0 | 0 | 0 | 0 | 0 | 0 | 0 | 0 | 0 | 0 | 0 | 0 | 0 | 0 | 0 | 0 | 0 | 0 | 0 | Cogeneration | 0 | 0 | 0 | 0 | 0 | 0 | 0 | 0 | 0 | 0 | 0 | 0 | 0 | 0 | 0 | 0 | 0 | 0 | 0 | 0
Diesel engine | 0 | 0 | 0 | 0 | 0 | 0 | 0 | 0 | 0 | 0 | 0 | 0 | 0 | 0 | 0 | 0 | 0 | 0 | 0 | 0 | Diesel engine | 0 | 0 | 0 | 0 | 0 | 0 | 0 | 0 | 0 | 0 | 0 | 0 | 0 | 0 | 0 | 0 | 0 | 0 | 0 | 0 | Diesel engine | 0 | 0 | 0 | 0 | 0 | 0 | 0 | 0 | 0 | 0 | 0 | 0 | 0 | 0 | 0 | 0 | 0 | 0 | 0 | 0 | Diesel engine | 0 | 0 | 0 | 0 | 0 | 0 | 0 | 0 | 0 | 0 | 0 | 0 | 0 | 0 | 0 | 0 | 0 | 0 | 0 | 0
DSM | 0 | 0 | 0 | 0 | 0 | 0 | 0 | 0 | 0 | 0 | 0 | 0 | 0 | 0 | 0 | 0 | 0 | 0 | 0 | 0 | DSM | 0 | 0 | 0 | 0 | 0 | 0 | 0 | 0 | 0 | 0 | 0 | 0 | 0 | 0 | 0 | 0 | 0 | 0 | 0 | 0 | DSM | 0 | 0 | 0 | 0 | 0 | 0 | 0 | 0 | 0 | 0 | 0 | 0 | 0 | 0 | 0 | 0 | 0 | 0 | 0 | 0 | DSM | 0 | 0 | 0 | 0 | 0 | 0 | 0 | 0 | 0 | 0 | 0 | 0 | 0 | 0 | 0 | 0 | 0 | 0 | 0 | 0
Flexible gas | 0 | 0 | 0 | 0 | 0 | 0 | 0 | 0 | 0 | 0 | 0 | 0 | 0 | 0 | 0 | 0 | 0 | 0 | 0 | 0 | Flexible gas | 0 | 0 | 0 | 0 | 0 | 0 | 0 | 0 | 0 | 0 | 0 | 0 | 0 | 0 | 0 | 0 | 0 | 0 | 0 | 0 | Flexible gas | 0 | 0 | 0 | 0 | 0 | 0 | 0 | 0 | 0 | 0 | 0 | 0 | 0 | 0 | 0 | 0 | 0 | 0 | 0 | 0 | Flexible gas | 0 | 0 | 0 | 0 | 0 | 0 | 0 | 0 | 0 | 0 | 0 | 0 | 0 | 0 | 0 | 0 | 0 | 0 | 0 | 0
OCGT | 0 | 0 | 0 | 0 | 0 | 0 | 0 | 0 | 0 | 0 | 0 | 0 | 0 | 0 | 0 | 0 | 0 | 0 | 0 | 0 | OCGT | 0 | 0 | 0 | 0 | 0 | 0 | 0 | 0 | 0 | 0 | 0 | 0 | 0 | 0 | 0 | 0 | 0 | 0 | 0 | 0 | OCGT | 0 | 0 | 0 | 0 | 0 | 0 | 0 | 0 | 0 | 0 | 0 | 0 | 0 | 0 | 0 | 0 | 0 | 0 | 0 | 0 | OCGT | 0 | 0 | 0 | 0 | 0 | 0 | 0 | 0 | 0 | 0 | 0 | 0 | 0 | 0 | 0 | 0 | 0 | 0 | 0 | 0
Solar PV | 0 | 0 | 0 | 0 | 0 | 0 | 0 | 0 | 0 | 0 | 0 | 0 | 0 | 0 | 0 | 0 | 0 | 0 | 0 | 0 | Solar PV | 0 | 0 | 0 | 0 | 0 | 0 | 0 | 0 | 0 | 0 | 0 | 0 | 0 | 0 | 0 | 0 | 0 | 0 | 0 | 0 | Solar PV | 0 | 0 | 0 | 0 | 0 | 0 | 0 | 0 | 0 | 0 | 0 | 0 | 0 | 0 | 0 | 0 | 0 | 0 | 0 | 0 | Solar PV | 0 | 0 | 0 | 0 | 0 | 0 | 0 | 0 | 0 | 0 | 0 | 0 | 0 | 0 | 0 | 0 | 0 | 0 | 0 | 0
Waste to energy | 0 | 0 | 0 | 0 | 0 | 0 | 0 | 0 | 0 | 0 | 0 | 0 | 0 | 0 | 0 | 0 | 0 | 0 | 0 | 0 | Waste to energy | 0 | 0 | 0 | 0 | 0 | 0 | 0 | 0 | 0 | 0 | 0 | 0 | 0 | 0 | 0 | 0 | 0 | 0 | 0 | 0 | Waste to energy | 0 | 0 | 0 | 0 | 0 | 0 | 0 | 0 | 0 | 0 | 0 | 0 | 0 | 0 | 0 | 0 | 0 | 0 | 0 | 0 | Waste to energy | 0 | 0 | 0 | 0 | 0 | 0 | 0 | 0 | 0 | 0 | 0 | 0 | 0 | 0 | 0 | 0 | 0 | 0 | 0 | 0
End of technical life closures | [20 empty] | End of technical life closures | [20 empty] | End of technical life closures | [20 empty] | End of technical life closures
Battery - 2hrs | 0 | 0 | 0 | 0 | 0 | 0 | 0 | 0 | 0 | 0 | 0 | 0 | 0 | 0 | 0 | -0.71 | 0 | 0 | 0 | 0 | Battery - 2hrs | 0 | 0 | 0 | 0 | 0 | 0 | 0 | 0 | 0 | 0 | 0 | 0 | 0 | 0 | 0 | 0 | -2.83 | 0 | 0 | 0 | Battery - 2hrs | 0 | 0 | 0 | 0 | 0 | 0 | 0 | 0 | 0 | 0 | 0 | 0 | 0 | 0 | 0 | -33.82 | 0 | 0 | 0 | 0 | Battery - 2hrs | 0 | 0 | 0 | 0 | 0 | 0 | 0 | 0 | 0 | 0 | 0 | 0 | 0 | 0 | 0 | -0.15 | 0 | 0 | 0 | 0
Battery - 4hrs | 0 | 0 | 0 | 0 | 0 | 0 | 0 | 0 | 0 | 0 | 0 | 0 | 0 | 0 | 0 | -0.01 | 0 | 0 | 0 | 0 | Battery - 4hrs | 0 | 0 | 0 | 0 | 0 | 0 | 0 | 0 | 0 | 0 | 0 | 0 | 0 | 0 | 0 | -0.01 | 0 | 0 | 0 | 0 | Battery - 4hrs | 0 | 0 | 0 | 0 | 0 | 0 | 0 | 0 | 0 | 0 | 0 | 0 | 0 | 0 | 0 | -0.02 | -0.91 | -3.87 | -17.75 | 0 | Battery - 4hrs | 0 | 0 | 0 | 0 | 0 | 0 | 0 | 0 | 0 | 0 | 0 | 0 | 0 | 0 | 0 | -20.95 | 0 | -34.94 | -19.65 | -63.06
Black coal | 0 | 0 | 0 | 0 | 0 | 0 | 0 | 0 | 0 | 0 | 0 | 0 | 0 | 0 | 0 | 0 | 0 | 0 | 0 | 0 | Black coal | 0 | 0 | 0 | 0 | 0 | 0 | 0 | 0 | 0 | 0 | 0 | 0 | 0 | 0 | 0 | 0 | 0 | 0 | 0 | 0 | Black coal | 0 | 0 | 0 | 0 | 0 | 0 | 0 | 0 | 0 | 0 | 0 | 0 | 0 | 0 | 0 | 0 | 0 | 0 | 0 | 0 | Black coal | 0 | 0 | 0 | 0 | 0 | 0 | 0 | 0 | 0 | 0 | 0 | 0 | 0 | 0 | 0 | 0 | 0 | 0 | 0 | 0
CCGT | 0 | 0 | 0 | 0 | 0 | 0 | 0 | 0 | 0 | 0 | 0 | 0 | 0 | 0 | 0 | 0 | 0 | 0 | 0 | 0 | CCGT | 0 | 0 | 0 | 0 | 0 | 0 | 0 | 0 | 0 | 0 | 0 | 0 | 0 | 0 | 0 | 0 | 0 | 0 | 0 | 0 | CCGT | 0 | 0 | 0 | 0 | 0 | 0 | 0 | 0 | 0 | 0 | 0 | 0 | 0 | 0 | 0 | 0 | 0 | 0 | 0 | 0 | CCGT | 0 | 0 | 0 | 0 | 0 | 0 | 0 | 0 | 0 | 0 | 0 | 0 | 0 | 0 | 0 | 0 | 0 | 0 | 0 | 0
Cogeneration | 0 | 0 | 0 | 0 | 0 | 0 | 0 | 0 | 0 | 0 | 0 | 0 | 0 | 0 | 0 | 0 | 0 | 0 | 0 | 0 | Cogeneration | 0 | 0 | 0 | 0 | 0 | 0 | 0 | 0 | 0 | 0 | 0 | 0 | 0 | 0 | 0 | 0 | 0 | 0 | 0 | 0 | Cogeneration | 0 | 0 | 0 | 0 | 0 | 0 | 0 | 0 | 0 | 0 | 0 | 0 | 0 | 0 | 0 | 0 | 0 | 0 | 0 | 0 | Cogeneration | 0 | 0 | 0 | 0 | 0 | 0 | 0 | 0 | 0 | 0 | 0 | 0 | 0 | 0 | 0 | 0 | 0 | 0 | 0 | 0
Diesel engine | 0 | 0 | 0 | 0 | 0 | 0 | 0 | 0 | 0 | 0 | 0 | 0 | 0 | 0 | 0 | 0 | 0 | 0 | 0 | 0 | Diesel engine | 0 | 0 | 0 | 0 | 0 | 0 | 0 | 0 | 0 | 0 | 0 | 0 | 0 | 0 | 0 | 0 | 0 | 0 | 0 | 0 | Diesel engine | 0 | 0 | 0 | 0 | 0 | 0 | 0 | 0 | 0 | 0 | 0 | 0 | 0 | 0 | 0 | 0 | 0 | 0 | 0 | 0 | Diesel engine | 0 | 0 | 0 | 0 | 0 | 0 | 0 | 0 | 0 | 0 | 0 | 0 | 0 | 0 | 0 | 0 | 0 | 0 | 0 | 0
DSM | 0 | 0 | 0 | 0 | 0 | 0 | 0 | 0 | 0 | 0 | 0 | 0 | 0 | 0 | 0 | 0 | 0 | 0 | 0 | 0 | DSM | 0 | 0 | 0 | 0 | 0 | 0 | 0 | 0 | 0 | 0 | 0 | 0 | 0 | 0 | 0 | 0 | 0 | 0 | 0 | 0 | DSM | 0 | 0 | 0 | 0 | 0 | 0 | 0 | 0 | 0 | 0 | 0 | 0 | 0 | 0 | 0 | 0 | 0 | 0 | 0 | 0 | DSM | 0 | 0 | 0 | 0 | 0 | 0 | 0 | 0 | 0 | 0 | 0 | 0 | 0 | 0 | 0 | 0 | 0 | 0 | 0 | 0
Flexible gas | 0 | 0 | 0 | 0 | 0 | 0 | 0 | 0 | 0 | 0 | 0 | 0 | 0 | 0 | 0 | 0 | 0 | 0 | 0 | 0 | Flexible gas | 0 | 0 | 0 | 0 | 0 | 0 | 0 | 0 | 0 | 0 | 0 | 0 | 0 | 0 | 0 | 0 | 0 | 0 | 0 | 0 | Flexible gas | 0 | 0 | 0 | 0 | 0 | 0 | 0 | 0 | 0 | 0 | 0 | 0 | 0 | 0 | 0 | 0 | 0 | 0 | 0 | 0 | Flexible gas | 0 | 0 | 0 | 0 | 0 | 0 | 0 | 0 | 0 | 0 | 0 | 0 | 0 | 0 | 0 | 0 | 0 | 0 | 0 | 0
OCGT | 0 | 0 | 0 | 0 | 0 | 0 | 0 | 0 | 0 | 0 | 0 | 0 | 0 | 0 | 0 | 0 | 0 | 0 | 0 | 0 | OCGT | 0 | 0 | 0 | 0 | 0 | 0 | 0 | 0 | 0 | 0 | 0 | 0 | 0 | 0 | 0 | 0 | 0 | 0 | 0 | 0 | OCGT | 0 | 0 | 0 | 0 | 0 | 0 | 0 | 0 | 0 | 0 | 0 | 0 | 0 | 0 | 0 | 0 | 0 | 0 | 0 | 0 | OCGT | 0 | 0 | 0 | 0 | 0 | 0 | 0 | 0 | 0 | 0 | 0 | 0 | 0 | 0 | 0 | 0 | 0 | 0 | 0 | 0
Solar PV | 0 | 0 | 0 | 0 | 0 | 0 | 0 | 0 | 0 | 0 | 0 | 0 | 0 | 0 | 0 | 0 | 0 | 0 | 0 | 0 | Solar PV | 0 | 0 | 0 | 0 | 0 | 0 | 0 | 0 | 0 | 0 | 0 | 0 | 0 | 0 | 0 | 0 | 0 | 0 | 0 | 0 | Solar PV | 0 | 0 | 0 | 0 | 0 | 0 | 0 | 0 | 0 | 0 | 0 | 0 | 0 | 0 | 0 | 0 | 0 | 0 | 0 | 0 | Solar PV | 0 | 0 | 0 | 0 | 0 | 0 | 0 | 0 | 0 | 0 | 0 | 0 | 0 | 0 | 0 | 0 | 0 | 0 | 0 | 0
Waste to energy | 0 | 0 | 0 | 0 | 0 | 0 | 0 | 0 | 0 | 0 | 0 | 0 | 0 | 0 | 0 | 0 | 0 | 0 | 0 | 0 | Waste to energy | 0 | 0 | 0 | 0 | 0 | 0 | 0 | 0 | 0 | 0 | 0 | 0 | 0 | 0 | 0 | 0 | 0 | 0 | 0 | 0 | Waste to energy | 0 | 0 | 0 | 0 | 0 | 0 | 0 | 0 | 0 | 0 | 0 | 0 | 0 | 0 | 0 | 0 | 0 | 0 | 0 | 0 | Waste to energy | 0 | 0 | 0 | 0 | 0 | 0 | 0 | 0 | 0 | 0 | 0 | 0 | 0 | 0 | 0 | 0 | 0 | 0 | 0 | 0

## Annual network build
Annual transmission network build (MW) | 2021 | 2022 | 2023 | 2024 | 2025 | 2026 | 2027 | 2028 | 2029 | 2030 | 2031 | 2032 | 2033 | 2034 | 2035 | 2036 | 2037 | 2038 | 2039 | 2040
Cast Away
EC-MT Phase 1 | 0 | 0 | 0 | 0 | 0 | 0 | 0 | 0 | 0 | 0 | 0 | 0 | 0 | 0 | 0 | 0 | 0 | 0 | 0 | 0
EG-ME Phase 1 | 0 | 0 | 0 | 0 | 0 | 0 | 0 | 0 | 0 | 0 | 0 | 0 | 0 | 0 | 0 | 0 | 0 | 0 | 0 | 0
EG-MT Phase 1 | 0 | 0 | 0 | 0 | 0 | 0 | 0 | 0 | 0 | 0 | 0 | 0 | 0 | 0 | 0 | 0 | 0 | 0 | 0 | 0
Existing link | 0 | 0 | 0 | 0 | 0 | 0 | 0 | 0 | 0 | 0 | 0 | 0 | 0 | 0 | 0 | 0 | 0 | 0 | 0 | 0
ME-SW Phase 1 | 0 | 0 | 0 | 0 | 0 | 0 | 0 | 0 | 0 | 0 | 0 | 0 | 0 | 0 | 0 | 0 | 0 | 0 | 0 | 0
MN-NB Phase 1 | 0 | 0 | 0 | 0 | 0 | 0 | 0 | 0 | 0 | 0 | 0 | 0 | 0 | 0 | 0 | 0 | 0 | 0 | 0 | 0
MN-NB Phase 2 | 0 | 0 | 0 | 0 | 0 | 0 | 0 | 0 | 0 | 0 | 0 | 0 | 0 | 0 | 0 | 0 | 0 | 0 | 0 | 0
MS-MT Phase 1A+2A+3A | 0 | 0 | 0 | 0 | 0 | 0 | 0 | 0 | 0 | 0 | 0 | 0 | 0 | 0 | 0 | 0 | 0 | 0 | 0 | 0
MS-MT Phase 1B+2B+3B | 0 | 0 | 0 | 0 | 0 | 0 | 0 | 0 | 0 | 0 | 0 | 0 | 0 | 0 | 0 | 0 | 0 | 0 | 0 | 0
MT-MN Phase 1 | 0 | 0 | 0 | 0 | 0 | 0 | 0 | 0 | 0 | 0 | 0 | 0 | 0 | 0 | 0 | 0 | 0 | 0 | 0 | 0
MW-NC Phase 1+2 | 0 | 0 | 0 | 0 | 0 | 0 | 0 | 0 | 0 | 0 | 0 | 0 | 0 | 0 | 0 | 0 | 0 | 0 | 0 | 0
NB-MW Phase 1 | 0 | 0 | 0 | 0 | 0 | 0 | 0 | 0 | 0 | 0 | 0 | 0 | 0 | 0 | 0 | 0 | 0 | 0 | 0 | 0
NB-MW Phase 2 | 0 | 0 | 0 | 0 | 0 | 0 | 0 | 0 | 0 | 0 | 0 | 0 | 0 | 0 | 0 | 0 | 0 | 0 | 0 | 0
SE-SW Phase 1A+2A | 0 | 0 | 0 | 0 | 0 | 0 | 0 | 0 | 0 | 0 | 0 | 0 | 0 | 0 | 0 | 0 | 0 | 0 | 0 | 0
SE-SW Phase 1B+2B | 0 | 0 | 0 | 0 | 0 | 0 | 0 | 0 | 0 | 0 | 0 | 0 | 0 | 0 | 0 | 0 | 0 | 0 | 0 | 0
SW-MT Phase 1A | 0 | 0 | 0 | 0 | 0 | 0 | 0 | 0 | 0 | 0 | 0 | 0 | 0 | 0 | 0 | 0 | 0 | 0 | 0 | 0
SW-MT Phase 1B | 0 | 0 | 0 | 0 | 0 | 0 | 0 | 0 | 0 | 0 | 0 | 0 | 0 | 0 | 0 | 0 | 0 | 0 | 0 | 0
SW-MT Phase 2A | 0 | 0 | 0 | 0 | 0 | 0 | 0 | 0 | 0 | 0 | 0 | 0 | 0 | 0 | 0 | 0 | 0 | 0 | 0 | 0
SW-MT Phase 3A | 0 | 0 | 0 | 0 | 0 | 0 | 0 | 0 | 0 | 0 | 0 | 0 | 0 | 0 | 0 | 0 | 0 | 0 | 0 | 0
Groundhog Day
EC-MT Phase 1 | 0 | 0 | 0 | 0 | 0 | 0 | 0 | 0 | 0 | 0 | 0 | 0 | 0 | 0 | 0 | 0 | 0 | 0 | 0 | 0
EG-ME Phase 1 | 0 | 0 | 0 | 0 | 0 | 0 | 0 | 0 | 0 | 0 | 0 | 0 | 0 | 0 | 0 | 0 | 0 | 0 | 0 | 0
EG-MT Phase 1 | 0 | 0 | 0 | 0 | 0 | 0 | 0 | 0 | 0 | 0 | 0 | 0 | 0 | 0 | 0 | 0 | 0 | 0 | 0 | 0
Existing link | 0 | 0 | 0 | 0 | 0 | 0 | 0 | 0 | 0 | 0 | 0 | 0 | 0 | 0 | 0 | 0 | 0 | 0 | 0 | 0
ME-SW Phase 1 | 0 | 0 | 0 | 0 | 0 | 0 | 0 | 0 | 0 | 0 | 0 | 0 | 0 | 0 | 0 | 0 | 0 | 0 | 0 | 0
MN-NB Phase 1 | 0 | 0 | 0 | 0 | 0 | 0 | 0 | 0 | 0 | 0 | 0 | 0 | 0 | 0 | 0 | 0 | 0 | 0 | 0 | 0
MN-NB Phase 2 | 0 | 0 | 0 | 0 | 0 | 0 | 0 | 0 | 0 | 0 | 0 | 0 | 0 | 0 | 0 | 0 | 0 | 0 | 0 | 0
MS-MT Phase 1A+2A+3A | 0 | 0 | 0 | 0 | 0 | 0 | 0 | 0 | 0 | 0 | 0 | 0 | 0 | 0 | 0 | 0 | 0 | 0 | 0 | 0
MS-MT Phase 1B+2B+3B | 0 | 0 | 0 | 0 | 0 | 0 | 0 | 0 | 0 | 0 | 0 | 0 | 0 | 0 | 0 | 0 | 0 | 0 | 0 | 0
MT-MN Phase 1 | 0 | 0 | 0 | 0 | 0 | 0 | 0 | 0 | 0 | 0 | 0 | 0 | 0 | 0 | 0 | 0 | 0 | 0 | 0 | 0
MW-NC Phase 1+2 | 0 | 0 | 0 | 0 | 0 | 0 | 0 | 0 | 0 | 0 | 0 | 0 | 0 | 0 | 0 | 0 | 0 | 0 | 0 | 0
NB-MW Phase 1 | 0 | 0 | 0 | 0 | 0 | 0 | 0 | 0 | 0 | 0 | 0 | 0 | 0 | 0 | 0 | 0 | 0 | 0 | 0 | 0
NB-MW Phase 2 | 0 | 0 | 0 | 0 | 0 | 0 | 0 | 0 | 0 | 0 | 0 | 0 | 0 | 0 | 0 | 0 | 0 | 0 | 0 | 0
SE-SW Phase 1A+2A | 0 | 0 | 0 | 0 | 0 | 0 | 0 | 0 | 0 | 0 | 0 | 0 | 0 | 0 | 0 | 0 | 0 | 0 | 0 | 0
SE-SW Phase 1B+2B | 0 | 0 | 0 | 0 | 0 | 0 | 0 | 0 | 0 | 0 | 0 | 0 | 0 | 0 | 0 | 0 | 0 | 0 | 0 | 0
SW-MT Phase 1A | 0 | 0 | 0 | 0 | 0 | 0 | 0 | 0 | 0 | 0 | 0 | 0 | 0 | 0 | 0 | 0 | 0 | 0 | 0 | 0
SW-MT Phase 1B | 0 | 0 | 0 | 0 | 0 | 0 | 0 | 0 | 0 | 0 | 0 | 0 | 0 | 0 | 0 | 0 | 0 | 0 | 0 | 0
SW-MT Phase 2A | 0 | 0 | 0 | 0 | 0 | 0 | 0 | 0 | 0 | 0 | 0 | 0 | 0 | 0 | 0 | 0 | 0 | 0 | 0 | 0
SW-MT Phase 3A
Techtopia
EC-MT Phase 1 | 0 | 0 | 0 | 0 | 0 | 0 | 0 | 0 | 0 | 0 | 0 | 0 | 0 | 0 | 0 | 0 | 0 | 0 | 0 | 0
EG-ME Phase 1 | 0 | 0 | 0 | 0 | 290 | 0 | 0 | 0 | 0 | 0 | 0 | 0 | 0 | 0 | 0 | 0 | 0 | 0 | 0 | 0
EG-MT Phase 1 | 0 | 0 | 0 | 0 | 0 | 0 | 0 | 0 | 0 | 0 | 0 | 0 | 0 | 0 | 0 | 0 | 0 | 0 | 0 | 0
Existing link | 0 | 0 | 0 | 0 | 0 | 0 | 0 | 0 | 0 | 0 | 0 | 0 | 0 | 0 | 0 | 0 | 0 | 0 | 0 | 0
ME-SW Phase 1 | 0 | 0 | 0 | 0 | 250 | 0 | 0 | 0 | 0 | 0 | 0 | 0 | 0 | 0 | 0 | 0 | 0 | 0 | 0 | 0
MN-NB Phase 1 | 0 | 0 | 0 | 0 | 0 | 0 | 0 | 0 | 0 | 0 | 0 | 0 | 0 | 0 | 0 | 1750 | 0 | 0 | 0 | 0
MN-NB Phase 2 | 0 | 0 | 0 | 0 | 0 | 0 | 0 | 0 | 0 | 0 | 0 | 0 | 0 | 0 | 0 | 0 | 0 | 0 | 0 | 0
MS-MT Phase 1A+2A+3A | 0 | 0 | 0 | 0 | 0 | 0 | 0 | 0 | 0 | 0 | 0 | 0 | 0 | 0 | 0 | 0 | 0 | 0 | 0 | 0
MS-MT Phase 1B+2B+3B | 0 | 0 | 0 | 0 | 0 | 0 | 0 | 0 | 0 | 0 | 0 | 0 | 0 | 0 | 0 | 0 | 0 | 0 | 0 | 0
MT-MN Phase 1 | 0 | 0 | 0 | 0 | 0 | 0 | 0 | 0 | 0 | 0 | 0 | 0 | 0 | 0 | 0 | 0 | 0 | 0 | 0 | 0
MW-NC Phase 1+2 | 0 | 0 | 0 | 0 | 0 | 0 | 0 | 0 | 0 | 0 | 0 | 0 | 0 | 0 | 0 | 0 | 0 | 0 | 0 | 480
NB-MW Phase 1 | 0 | 0 | 0 | 0 | 0 | 0 | 0 | 0 | 0 | 0 | 0 | 0 | 0 | 0 | 0 | 0 | 1000 | 0 | 0 | 0
NB-MW Phase 2 | 0 | 0 | 0 | 0 | 0 | 0 | 0 | 0 | 0 | 0 | 0 | 0 | 0 | 0 | 0 | 0 | 0 | 0 | 0 | 0
SE-SW Phase 1A+2A | 0 | 0 | 0 | 0 | 0 | 0 | 0 | 0 | 0 | 0 | 0 | 0 | 0 | 0 | 0 | 0 | 0 | 0 | 0 | 0
SE-SW Phase 1B+2B | 0 | 0 | 0 | 0 | 0 | 0 | 0 | 0 | 0 | 0 | 0 | 0 | 0 | 0 | 0 | 0 | 0 | 0 | 0 | 0
SW-MT Phase 1A | 0 | 0 | 0 | 0 | 0 | 0 | 0 | 0 | 1250 | 0 | 0 | 0 | 0 | 0 | 0 | 0 | 0 | 0 | 0 | 0
SW-MT Phase 1B | 0 | 0 | 0 | 0 | 0 | 0 | 0 | 0 | 0 | 0 | 0 | 0 | 0 | 0 | 0 | 0 | 0 | 0 | 0 | 0
SW-MT Phase 2A | 0 | 0 | 0 | 0 | 0 | 0 | 0 | 0 | 0 | 0 | 0 | 0 | 0 | 0 | 0 | 0 | 0 | 0 | 0 | 0
SW-MT Phase 3A | 0 | 0 | 0 | 0 | 0 | 0 | 0 | 0 | 0 | 0 | 0 | 0 | 0 | 0 | 0 | 0 | 0 | 0 | 0 | 0
Double Bubble
EC-MT Phase 1 | 0 | 0 | 0 | 0 | 0 | 0 | 0 | 0 | 0 | 0 | 0 | 0 | 0 | 0 | 0 | 0 | 125 | 0 | 0 | 0
EG-ME Phase 1 | 0 | 0 | 0 | 0 | 290 | 0 | 0 | 0 | 0 | 0 | 0 | 0 | 0 | 0 | 0 | 0 | 0 | 0 | 0 | 0
EG-MT Phase 1 | 0 | 0 | 0 | 0 | 0 | 0 | 0 | 0 | 0 | 0 | 0 | 0 | 0 | 0 | 0 | 0 | 0 | 0 | 0 | 0
Existing link | 0 | 0 | 0 | 0 | 0 | 0 | 0 | 0 | 0 | 0 | 0 | 0 | 0 | 0 | 0 | 0 | 0 | 0 | 0 | 0
ME-SW Phase 1 | 0 | 0 | 0 | 0 | 250 | 0 | 0 | 0 | 0 | 0 | 0 | 0 | 0 | 0 | 0 | 0 | 0 | 0 | 0 | 0
MN-NB Phase 1 | 0 | 0 | 0 | 0 | 0 | 0 | 0 | 0 | 0 | 1750 | 0 | 0 | 0 | 0 | 0 | 0 | 0 | 0 | 0 | 0
MN-NB Phase 2 | 0 | 0 | 0 | 0 | 0 | 0 | 0 | 0 | 0 | 0 | 0 | 0 | 0 | 0 | 0 | 0 | 1200 | 0 | 0 | 0
MS-MT Phase 1A+2A+3A | 0 | 0 | 0 | 0 | 0 | 0 | 0 | 0 | 0 | 0 | 0 | 0 | 0 | 0 | 0 | 0 | 0 | 0 | 0 | 0
MS-MT Phase 1B+2B+3B | 0 | 0 | 0 | 0 | 0 | 0 | 0 | 0 | 0 | 0 | 0 | 0 | 0 | 0 | 0 | 0 | 0 | 0 | 0 | 0
MT-MN Phase 1 | 0 | 0 | 0 | 0 | 0 | 0 | 0 | 0 | 0 | 0 | 0 | 0 | 0 | 0 | 0 | 0 | 0 | 0 | 0 | 0
MW-NC Phase 1+2 | 0 | 0 | 0 | 0 | 0 | 0 | 0 | 0 | 0 | 0 | 0 | 0 | 0 | 0 | 480 | 0 | 0 | 0 | 0 | 0
NB-MW Phase 1 | 0 | 0 | 0 | 0 | 0 | 0 | 0 | 0 | 0 | 1000 | 0 | 0 | 0 | 0 | 0 | 0 | 0 | 0 | 0 | 0
NB-MW Phase 2 | 0 | 0 | 0 | 0 | 0 | 0 | 0 | 0 | 0 | 0 | 0 | 0 | 0 | 0 | 1200 | 0 | 0 | 0 | 0 | 0
SE-SW Phase 1A+2A | 0 | 0 | 0 | 0 | 0 | 0 | 0 | 0 | 0 | 0 | 0 | 180 | 0 | 0 | 0 | 0 | 0 | 0 | 0 | 0
SE-SW Phase 1B+2B | 0 | 0 | 0 | 0 | 0 | 0 | 0 | 0 | 0 | 0 | 0 | 130 | 0 | 0 | 0 | 0 | 0 | 0 | 0 | 0
SW-MT Phase 1A | 0 | 0 | 0 | 0 | 0 | 0 | 0 | 1250 | 0 | 0 | 0 | 0 | 0 | 0 | 0 | 0 | 0 | 0 | 0 | 0
SW-MT Phase 1B | 0 | 0 | 0 | 0 | 0 | 0 | 0 | 0 | 0 | 0 | 0 | 0 | 0 | 0 | 0 | 0 | 0 | 0 | 0 | 0
SW-MT Phase 2A | 0 | 0 | 0 | 0 | 0 | 0 | 0 | 0 | 0 | 0 | 0 | 0 | 0 | 0 | 0 | 0 | 0 | 0 | 0 | 0
SW-MT Phase 3A | 0 | 0 | 0 | 0 | 0 | 0 | 0 | 0 | 0 | 0 | 0 | 0 | 0 | 0 | 0 | 0 | 0 | 0 | 0 | 0

## Annual WEM emissions
Annual emissions attributed to the WEM (Mt CO2-e) | 2021 | 2022 | 2023 | 2024 | 2025 | 2026 | 2027 | 2028 | 2029 | 2030 | 2031 | 2032 | 2033 | 2034 | 2035 | 2036 | 2037 | 2038 | 2039 | 2040
Cast Away
| 12.24 | 11.68 | 11.22 | 10.89 | 9.14 | 8.55 | 8.14 | 7.85 | 7.76 | 8.05 | 7.73 | 7.8 | 7.81 | 7.61 | 7.73 | 7.85 | 7.28 | 7.37 | 7.46 | 7.23
Groundhog Day
| 12.45 | 12.08 | 11.9 | 11.99 | 11.19 | 11.1 | 11.23 | 11.2 | 11.16 | 11.35 | 11.06 | 11.24 | 11.12 | 10.64 | 10.6 | 10.81 | 8.87 | 8.82 | 8.98 | 8.79
Techtopia
| 12.82 | 13.16 | 14.04 | 14.42 | 14.34 | 13.55 | 15.09 | 14.43 | 14.14 | 14.6 | 14.14 | 14.31 | 14.28 | 13.57 | 13.93 | 14.12 | 10.45 | 11.23 | 11.73 | 11.18
Double Bubble
| 13.03 | 13.97 | 14.71 | 14.97 | 15.71 | 14.86 | 17.18 | 15.5 | 15.33 | 16.75 | 14.91 | 16.13 | 15.94 | 15.36 | 15.23 | 15.77 | 11.11 | 11.56 | 12.66 | 10.79